## README
This excel is a subset of the full IFC+SG mapping, and will be updated as CORENET X tech enablers (Collaboration Platform, Automated Model Checker) are developed
This excel is to be shared with industry practitioners and related partners involved in CORENET X
Using this excel:
1) | CORENET X Pilot Mapping: This provides details on the identified building component and the associated IFC representations to use
*Important: if IFC+SG Dimension parameter such as “Length, “Breadth” matches the native BIM object’s parameter, there is no need to declare the parameter in project, it will be exported automatically via the configuration files provided
2) | List of Space Parameter Values: Pls refer to the Space Values sheet
3) | Please read the change log tab for updates to the mapping
4) | The mapping is WIP, users to note that the mapping is not finalised
5) | For more info, please refer to the latest CORENET X Code of Practice:
https://go.gov.sg/cxcop

## Change Log
Date | Status | Topic | Description
| Modify | All | Changes to align to the 3rd Edition of the CORENET X Code of Practice
2024-11-29 | Modify | All | Changes to align to the 2nd Edition of the CORENET X Code of Practice
2024-11-29 | Modify | Property | Space Values sheet added
2023-10-20 | Modify | All | Changes to align to the 1st Edition of the CORENET X Code of Practice
2023-07-02 | Modify | All | Changes to align to the Draft Release of the CORENET X Code of Practice
2023-05-12 | Modify | Property and unit | Capacity for Water Meter is changed to WaterUsagePerMonth with Unit m3/month
2023-05-12 | Modify | Unit | Capacity for Sump pump is changed from L to L/s
2023-05-05 | Modify | SubType | DOMESTICCOLDWATER changed to POTABLEWATER
2023-03-29 | Added | Property | Added Property "FireEmergencyVentilationMode" to IfcSpace
2023-03-10 | Modify | Property | URA updates on propertyname to be ACN_IsOpen24HrsToPublic
2023-02-28 | Removed | IP | Removed IP Children Friendly Properties for MEP disciplines for IC Child Urinal
2023-02-27 | Modify | Discipline | Replaced MEP Discipline to ARC for IC Platform lift
2023-02-27 | Modify | IP | IP "Location" term for Wet Riser, Dry Riser, Breeching Inlet, Hosereel, Standby Firehose, and Strobelight are not required as a separate property, thus removed the IP for clarity
2023-02-27 | Removed | Discipline | Removed ARC disciplines for Audio Alarms , ARC does not submit location of detectors & sensors in FSSD
2023-02-27 | Added | IC ,SubType, Property & Properties | URA updates IC : Area Strata Subtype: *AREA_STRATA Property : SGPset_SpaceArea_Strata Properties: AST_AreaType , AST_LegalArea , AST_Extg_StrataLotNumber , AST_Prop_StrataLotNumber, AST_AssociatedTo As per URA new excel (27th Feb Email Exchange)
2023-02-27 | Removed | IC ,SubType, Property & Properties | URA updates IC : Area Unit Subtype: *AREA_UNIT Property & Properties under : SGPset_SpaceArea_Unit As per URA new excel (27th Feb Email Exchange)
2023-02-27 | Modify | SubType | URA Updates - renamed *STRATALOT as per URA requested reps
2023-02-27 | Modify | Properties | Modified URA IC: Area GFA properties As per URA new excel (27th Feb Email Exchange)
2023-02-27 | Modify | Properties | Modified URA IC: Area Connectivity properties As per URA new excel (27th Feb Email Exchange)
2023-02-27 | Modify | Properties | Modified URA IC: Area Landscape properties As per URA new excel (27th Feb Email Exchange)
2023-02-27 | Removed | IC ,SubType, Property & Properties | URA updates: Removed existing specific areas, and to refer to the summary of areas URA has provided, for information to be submitted in the specified structures
2023-02-06 | Removed | IFC Entity | Removed IFC CivilElement for Road Verging, to use ifcSpace with SubTypes
2023-02-02 | Added | Discipline | added water closer, sink, shower, bell, strobelight, standby fire hose, hosereel and breeching inlet into ARC and MEP disciplines
2023-02-02 | Added | Discipline | added smokesensor, firesensor, heat detector, Dry Riser and Wet Riser into ARC and MEP disciplines
2023-02-01 | Added | Properties | added properties ComplyToPUBStandardDrawing and ReferToDrawingNumber
2023-02-01 | Removed | Properties | Grease Trap Length Height Width properties removed as details are in 2D drawings/standard design. PUB is requiring placeholder models to check for clashes with other objects
2023-02-01 | Removed | Properties | Height of Inspection Chamber removed, PUB checks for Depth, Top and invert level
2023-01-31 | Modify | Sandbox Addition | tagged R1 to SCDF PWD Systems (Speakers and Comms Devices and PWD Holding Point)
2023-01-17 | Added | Property | Added Deflection to IfcBeam
2023-01-05 | Modify | Revit Representation | Updated subtype LIFT's Revit Representation to Specialty Equipment
2022-12-23 | Modify | Discipline | Slab with Construction method is changed from ARC to STR domain discipline
2022-12-23 | Modify | Discipline | IC: Bedding disciplines changed from STR to External Works
2022-12-23 | Modify | Discipline | IC: Green Verge discipline changed from ARC to External Works
2022-12-23 | Added | Property | Added IntumescentPaintFireRating and EnclosureFireRating to SCDF Intumescent clause
2022-12-23 | Removed | Property | removed cable segment Fire Rating for clause on protected shaft used for enclosure of services
2022-12-23 | Removed | Property | Removed Fire Rating from IC Below: Cable Fitting Cable Segment Power Power Cable Pump Signal Cable Solar Panel Water Tank Window
2022-12-23 | Modify | IFC-SG Sub Type | IC: Smoke Engineering Air to ENGINEEREDSMOKECONTROLSYSTEM distributionSystem sub type
2022-12-23 | Added | IFC-SG Sub Type | Added system for SCDF SMOKECONTROL, SMOKEPURGING, SMOKEVENT, FIREEXTINGUISHING, FIREHYDRANT, SPRINKLER, HOSEREEL
2022-12-23 | Modify | IFC-SG Sub Type | IC: Sub Alarm Panel subtype ALARMPANEL to SUBALARMPANEL
2022-12-23 | Modify | IFC-SG Sub Type | IC: Main Alarm Panel subtype ALARMPANEL to MAINALARMPANEL
2022-12-23 | Removed | IFC | removed mapping from visual indicator as SCDF noted it is present in control panels, modeller need not model to such details
2022-12-23 | Modify | IFC-SG Sub Type | IC: Visual Alarm subtype updated to USERDEFINED STROBELIGHT
2022-12-21 | Added | Entity | added Accessway, Accessroad, FireEngineAccessway, FireEngineAccessroad, VehicularServiceRoad, Ingress, Egress with representation IfcSpace
2022-12-21 | Modify | Property | re-tag BCA structural requirements
2022-12-21 | Modify | Entity, Propertyset, SubType | modified PUB FOUNDATION from GeographicElement to PipeSegment (Tag to drains)
2022-12-21 | Modify | Domain, Discipline | Property WeldedMesh to be under STR instead of ARC
2022-12-21 | Modify | Domain, Discipline | Property LateralLoad to be under STR instead of ARC
2022-12-21 | Modify | PropertySet | SystemDimension changed to PipeSegmentDimension
2022-12-21 | Modify | IFC-SG Sub Type | subtype GRATING with properties AirTight and WaterTight was changed to INSPECTIONCHAMBERCOVER
2022-12-21 | Modify | IFC-SG Sub Type | IC: DetentionTank subtype STORAGE updated to DETENTIONTANK
2022-12-21 | Modify | Entity | SubType GONDOLA entity changed from BldgSystem to BEP
2022-12-21 | Modify | Property | Aligned IC: Water Tank (Potable Water) to same mapping as Water Tank with isPotable property
2022-12-20 | Modify | Property Set | Updated STR SGPset_Staircase to SGPset_Stair for alignment with ARC requirement
2022-12-20 | Modify | Property | all IP Material has SGPset_Material with property Material now
2022-12-11 | Modify | Property | Precast Stair MechanicalConnectionType label changed to HasMechanicalConnection boolean, ARC to STR discipline
2022-12-11 | Modify | Property Type | Flowrate data type update to Flow
2022-12-11 | Modify | Property Type | capacity data type update to volume
2022-12-08 | Modify | Data Unit | Aligned all Length Data Type to be in Unit "mm"
2022-12-08 | Modify | Property Units | Updated Nparks Girth and Height property unit from meters to mm
2022-12-07 | Removed | Property | URA Property HardscapeType
2022-12-07 | Modify | Property Set | URA SoftscapeType was changed to LandscapeType
2022-12-07 | Modify | Property | Update mapping for URA Area Schemes to refer to URA Excel (Sandbox) for Area Types: LANDSCAPE, CONNECTIVITY, UNIT and GFA
2022-12-05 | Removed | removed from mapping | Sandbox email from magdalene, nparks mentioned no need external planting Changed IC and IP to N.A
2022-12-05 | Modify | IFC-SG Sub Type | SCDF IC: Fire Sensor with object type SMOKEDETECTOR + SmokeDetectorType Property
2022-12-05 | Modify | Property | SCDF IC: Fire Sensor with object type SMOKEDETECTOR + SmokeDetectorType Property
2022-12-02 | Added | Property | IC: Blast Door to have Width and Height
2022-11-11 | Modify | Revit Representation | updated propose revit representation of "Accessway", "Accessroad", "Fire Engine Access Road", "Vehicular Service Road", "Ingress", "Egress" from "Room" to "Areas"
2022-11-07 | Modify | Entity | [Representation Relaxation] Updated Entity for Subtype "GONDOLA" from IfcBuildingSystem to IfcBuildingElementProxy
2022-11-07 | Modify | SubType | Updated IC: DetentionTank Subtype from "STORAGE" to "DETENTION" Removed property "IsPotable" for SubType "DETENTION"
2022-10-27 | Added | General | Added version number (date of modification) to the industry mapping
2022-10-27 | Modify | Properties | Cells in YELLOW for dimension properties to indicate automatic extractive from Native when export to IFC (Modellers no need to create extra dimension parameters for manual input)
2022-10-25 | Added | Object Type | Updated ACESSWAY, ACCESSROAD, FIREENGINEACCESSROAD, FIREENGINEACCESSWAY, VEHICULARSERVCEROAD, INGRESS, EGRESS as object types for IfcSpace, created as alternative representation for roads tagging for multi agencies road verging
2022-09-22 | Added | README Tab | readers to be informed that if dimension parameters (e.g. Length, Breadth) in mapping is the same as the native dimension parameters, there is no need to declare it again in the project, it will be handled via the export configurations
2022-09-22 | Modify | Revit Representation | updated propose revit representation of "Car lot", "Motor Cycle Lot" from "Generic Model" to "Parking"
2022-09-20 | Modify | IFC | Aligned IFC structures for URA GFA, LANDSCAPE, CONNECTIVITY, UNIT for reference to "URA EXCEL"
2022-09-15 | Modify | Property Set | Aligned "SGPset_Staircase" to "SGPset_Stair"
2022-09-15 | Modify | All | Consolidated URA Area Verging requirements into separate file: "URA Excel"
2022-09-08 | Added | Object Type | Added IfcSpace Object types for indication of road plans by multiple agencies, e.g. Accessway, Access Road, Fire Engine Accessway, Fire Engine Access Road, Vehicular Service Road, Ingress and Egress
2022-09-05 | Added | Property | Updated List of STR properties
2022-09-01 | Added | Property | ReferToDrawingNumber to STR members

## CX Pilot Mapping
Agency | Identified Component | Identified parameters | Suggested Revit Representation | Suggested Archicad Representation | Suggested Tekla Structures Representation | Suggested Bentley OpenBuildings Representation | Suggested Discipline | IFC4 Entities | IFC Sub Types (* = USERDEFINED) | Property Set | Property Name | Property Type | Property Unit | IFC4 Material Set | Accepted Values (for parameters with Input Limitations) | Sample Value for Reference (for parameters without Input Limitations)
BCA | Accessible Route | Barrier Free Accessibility | Areas | Zone | N.A | Space | ARC | IfcSpace | *ACCESSIBLEROUTE | SGPset_Space | BarrierFreeAccessibility | Boolean | N.A | N.A | TRUE/FALSE | N.A
BCA | Accessible Route | Barrier Free Accessibility | Areas | Zone | N.A | Space | ARC | IfcSpace | *ACCESSIBLEROUTE | SGPset_Space | Width | Length | mm | N.A | N.A | 1500, 1800
BCA | Beam | Beam Span Type | Structural Framing | Beam | Beam | Beam | STR | IfcBeam | All subtypes | SGPset_Beam | BeamSpanType | Label | N.A | N.A | Single, End, Interior, Cantilever | N.A
BCA | Beam | Bottom Left | Structural Framing | Beam | Beam | Beam | STR | IfcBeam | N.A | SGPset_BeamReinforcement | BottomLeft | Label | N.A | N.A | N.A | 3H25
BCA | Beam | Bottom Middle | Structural Framing | Beam | Beam | Beam | STR | IfcBeam | N.A | SGPset_BeamReinforcement | BottomMiddle | Label | N.A | N.A | N.A | 3H32+3H25+3H20
BCA | Beam | Bottom Right | Structural Framing | Beam | Beam | Beam | STR | IfcBeam | N.A | SGPset_BeamReinforcement | BottomRight | Label | N.A | N.A | N.A | 3H25
BCA | Beam | Construction Method | Structural Framing | Beam | Beam | Beam | STR | IfcBeam | N.A | SGPset_Beam | ConstructionMethod | Label | N.A | N.A | CIS, PC, PT (Pre), PT (Post), PF, PPVC, Spun | N.A
BCA | Beam | Depth | Structural Framing | Beam | Beam | Beam | STR | IfcBeam | N.A | SGPset_BeamDimension | Depth | Length | mm | N.A | N.A | 600
BCA | Beam | Left Connection Detail | Structural Framing | Beam | Beam | Beam | STR | IfcBeam | N.A | SGPset_SteelConnection | LeftConnectionDetail | Label | N.A | N.A | N.A | Detail 1
BCA | Beam | Left Connection Type | Structural Framing | Beam | Beam | Beam | STR | IfcBeam | N.A | SGPset_SteelConnection | LeftConnectionType | Label | N.A | N.A | Pinned, Fixed, Free | N.A
BCA | Beam | Mark | Structural Framing | Beam | Beam | Beam | STR | IfcBeam | N.A | SGPset_BeamDimension | Mark | Label | N.A | N.A | N.A | HB1, VB1, B1
BCA | Beam | Material Grade | Structural Framing | Beam | Beam | Beam | STR | IfcBeam | N.A | SGPset_Material | MaterialGrade | Label | N.A | Name | C12/15, C20/25, C30/37, C35/45, C40/50, C50/60, C55/67, C60/75, C70/85, C80/95, S235, S275, S355, S460 | N.A
BCA | Beam | Mechanical Connection Type | Structural Framing | Beam | Beam | Beam | STR | IfcBeam | N.A | SGPset_Beam | MechanicalConnectionType | Label | N.A | N.A | telescopic beam connector, grounted sleeves, lotus-root system | N.A
BCA | Beam | Member Section | Structural Framing | Beam | Beam | Beam | STR | IfcBeam | N.A | SGPset_BeamDimension | MemberSection | Label | N.A | N.A | N.A | RHS600x30x4, CHS500x3.0, 254x254x63 kg/m
BCA | Beam | Prefabrication Reinforcement Cage | Structural Framing | Beam | Beam | Beam | STR | IfcBeam | N.A | SGPset_BeamReinforcement | PrefabricationReinforcementCage | Boolean | N.A | N.A | TRUE/FALSE | N.A
BCA | Beam | ReferTo2DDetail | Structural Framing | Beam | Beam | Beam | STR | IfcBeam | N.A | SGPset_Beam | ReferTo2DDetail | Label | N.A | N.A | N.A | Dwg Number
BCA | Beam | Reinforcement Steel Grade | Structural Framing | Beam | Beam | Beam | STR | IfcBeam | N.A | SGPset_Beam | ReinforcementSteelGrade | Label | N.A | N.A | 500A, 500B, 500C, 600A, 600B, 600C | N.A
BCA | Beam | Right Connection Detail | Structural Framing | Beam | Beam | Beam | STR | IfcBeam | N.A | SGPset_SteelConnection | RightConnectionDetail | Label | N.A | N.A | N.A | Detail 1
BCA | Beam | Right Connection Type | Structural Framing | Beam | Beam | Beam | STR | IfcBeam | N.A | SGPset_SteelConnection | RightConnectionType | Label | N.A | N.A | Pinned, Fixed, Free | N.A
BCA | Beam | Section Fabrication Method | Structural Framing | Beam | Beam | Beam | STR | IfcBeam | N.A | SGPset_Beam | SectionFabricationMethod | Label | N.A | N.A | Hot rolled, Cold formed | N.A
BCA | Beam | Side Bar | Structural Framing | Beam | Beam | Beam | STR | IfcBeam | N.A | SGPset_BeamReinforcement | SideBar | Label | N.A | N.A | N.A | H13-250
BCA | Beam | Splice Connection | Structural Framing | Beam | Beam | Beam | STR | IfcBeam | N.A | SGPset_SteelConnection | SpliceConnection | Label | N.A | N.A | N.A | Detail 3
BCA | Beam | Stirrups Left | Structural Framing | Beam | Beam | Beam | STR | IfcBeam | N.A | SGPset_BeamReinforcement | StirrupsLeft | Label | N.A | N.A | N.A | 4H13-300
BCA | Beam | Stirrups Middle | Structural Framing | Beam | Beam | Beam | STR | IfcBeam | N.A | SGPset_BeamReinforcement | StirrupsMiddle | Label | N.A | N.A | N.A | 4H13-300
BCA | Beam | Stirrups Right | Structural Framing | Beam | Beam | Beam | STR | IfcBeam | N.A | SGPset_BeamReinforcement | StirrupsRight | Label | N.A | N.A | N.A | 4H13-300
BCA | Beam | Stirrups Type Left | Structural Framing | Beam | Concrete Beam | Beam | STR | IfcBeam | N.A | SGPset_BeamReinforcement | StirrupsTypeLeft | Label | N.A | N.A | Normal, U, C, CL, Torsion | N.A
BCA | Beam | Stirrups Type Middle | Structural Framing | Beam | Concrete Beam | Beam | STR | IfcBeam | N.A | SGPset_BeamReinforcement | StirrupsTypeMiddle | Label | N.A | N.A | Normal, U, C, CL, Torsion | N.A
BCA | Beam | Stirrups Type Right | Structural Framing | Beam | Concrete Beam | Beam | STR | IfcBeam | N.A | SGPset_BeamReinforcement | StirrupsTypeRight | Label | N.A | N.A | Normal, U, C, CL, Torsion | N.A
BCA | Beam | Top Left | Structural Framing | Beam | Beam | Beam | STR | IfcBeam | N.A | SGPset_BeamReinforcement | TopLeft | Label | N.A | N.A | N.A | 3H32+3H25
BCA | Beam | Top Middle | Structural Framing | Beam | Beam | Beam | STR | IfcBeam | N.A | SGPset_BeamReinforcement | TopMiddle | Label | N.A | N.A | N.A | 3H25
BCA | Beam | Top Right | Structural Framing | Beam | Beam | Beam | STR | IfcBeam | N.A | SGPset_BeamReinforcement | TopRight | Label | N.A | N.A | N.A | 3H32+3H25
BCA | Beam | Width | Structural Framing | Beam | Beam | Beam | STR | IfcBeam | N.A | SGPset_BeamDimension | Width | Length | mm | N.A | N.A | 300
BCA | Borehole | Depth | Generic Models | Object | N.A | Object | STR | IfcBuildingElementProxy | *BOREHOLE | SGPset_BuildingElementProxyDimension | Depth | Length | mm | N.A | N.A | 14560
BCA | Borehole | Mark | Generic Models | Object | N.A | Object | STR | IfcBuildingElementProxy | *BOREHOLE | SGPset_BuildingElementProxyDimension | Mark | Label | N.A | N.A | N.A | BH1
BCA | Borehole | SHD Level SPT MoreThan 100N | Generic Models | Object | N.A | Object | STR | IfcBuildingElementProxy | *BOREHOLE | SGPset_BuildingElementProxyDimension | SHDLevel_SPT_MoreThan_100N | Real | m | N.A | N.A | -27.5
BCA | Borehole | SHD Level SPT MoreThan 60N | Generic Models | Object | N.A | Object | STR | IfcBuildingElementProxy | *BOREHOLE | SGPset_BuildingElementProxyDimension | SHDLevel_SPT_MoreThan_60N | Real | m | N.A | N.A | -15
BCA | Borehole | Termination Level | Generic Models | Object | N.A | Object | STR | IfcBuildingElementProxy | *BOREHOLE | SGPset_BuildingElementProxyDimension | TerminationLevel | Real | m | N.A | N.A | -50.45
BCA | Borehole | Top Level | Generic Models | Object | N.A | Object | STR | IfcBuildingElementProxy | *BOREHOLE | SGPset_BuildingElementProxyDimension | TopLevel | Real | m | N.A | N.A | 1.8
SCDF | Breeching Inlet | Hose Nominal Diameter | Plumbing Fixtures | Pipe Flow Terminal | N.A | Equipment | MEP | IfcFireSuppressionTerminal | BREECHINGINLET | SGPset_FireSuppressionTerminal | Hose_NominalDiameter | Label | N.A | N.A | N.A | N.A
SCDF | Breeching Inlet | ID | Plumbing Fixtures | Pipe Flow Terminal | N.A | Equipment | MEP | IfcFireSuppressionTerminal | BREECHINGINLET | SGPset_FireSuppressionTerminal | ID | Label | N.A | N.A | N.A | N.A
SCDF | Breeching Inlet | System Type | Plumbing Fixtures | Pipe Flow Terminal | N.A | Equipment | MEP | IfcFireSuppressionTerminal | BREECHINGINLET | SGPset_FireSuppressionTerminal | SystemType | Label | N.A | N.A | N.A | Dry Riser, Wet Riser, Foam Sprinkler, Sprinkler
SCDF | Breeching Inlet | System Name | Plumbing Fixtures | Pipe Flow Terminal | N.A | Equipment | MEP | IfcFireSuppressionTerminal | BREECHINGINLET | SGPset_FireSuppressionTerminal | SystemName | Label | N.A | N.A | N.A | N.A
SCDF | Breeching Inlet | N.A | Plumbing Fixtures | Pipe Flow Terminal | N.A | Equipment | ARC | IfcFireSuppressionTerminal | BREECHINGINLET | N.A | N.A | N.A | N.A | N.A | N.A | N.A
BCA | Building | Project Development Type | Project Information | IFC Project Manager | N.A | Floor Manager | ARC | IfcBuilding | N.A | SGPset_Building | ProjectDevelopmentType | Label | N.A | N.A | N.A | Residential (landed), Residential (non-landed), Mixed Development, Commercial, Industrial, Healthcare, Institutional, Agriculture, Transport Stations, Civil engineering works / Infrastructure, Free-standing structures, Others
BCA | Building | Owner Built Owner Stay | Project Information | IFC Project Manager | N.A | Floor Manager | ARC | IfcBuilding | N.A | SGPset_Building | OwnerBuiltOwnerStay | Boolean | N.A | N.A | TRUE/FALSE | N.A
URA | Building Storey | N.A | Levels | Storey | N.A | Floor | ARC | IfcBuildingStorey | N.A | N.A | N.A | N.A | N.A | N.A | N.A | N.A
SCDF | Ceiling | Fire Rating | Ceilings | Ceiling | N.A | Slab | ARC | IfcCovering | CEILING | Pset_CoveringCommon | FireRating | Label | N.A | N.A | N.A | 1 hr, 4 hr
SCDF | Ceiling | Material | Ceilings | Ceiling | N.A | Slab | ARC | IfcCovering | CEILING | SGPset_Material | Material | Label | N.A | Name | N.A | Sand, Corey Dust, Granite Dust, Gravel, Crusher Run, Recycled Aggregates, Intumescent Paint, Steel, Timber, Engineered Timber, Concrete, Wood, Brick, Reinforced Concrete, MET, Galvanized Mild Steel Heavy Duty, Plastic, Plastered, Fair-Faced Brickwall, Samples of Concrete Elements
BCA | Column | Accreditation PAS (Precaster Accreditation Scheme) | Structural Columns | Column | Concrete Column | Column | STR | IfcColumn | N.A | SGPset_Column | Accreditation_PAS | Boolean | N.A | N.A | TRUE/FALSE | N.A
BCA | Column | Arrangement Type | Structural Columns | Column | Concrete Column | Column | STR | IfcColumn | N.A | SGPset_PrecastConcreteElementGeneral | ArrangementType | Label | N.A | N.A | N.A | Multi-Tier
BCA | Column | Breadth | Structural Columns | Column | Concrete Column | Column | STR | IfcColumn | N.A | SGPset_ColumnDimension | Breadth | Length | mm | N.A | N.A | 300
BCA | Column | Column Cage | Structural Columns | Column | Concrete Column | Column | STR | IfcColumn | N.A | SGPset_ColumnReinforcement | ColumnCage | Boolean | N.A | N.A | TRUE/FALSE | N.A
BCA | Column | Connection Details Bottom | Structural Columns | Column | Concrete Column | Column | STR | IfcColumn | N.A | SGPset_SteelConnection | ConnectionDetailsBottom | Label | N.A | N.A | N.A | Detail 1
BCA | Column | Connection Details Top | Structural Columns | Column | Concrete Column | Column | STR | IfcColumn | N.A | SGPset_SteelConnection | ConnectionDetailsTop | Label | N.A | N.A | N.A | Detail 1
BCA | Column | Connection Type Bottom | Structural Columns | Column | Concrete Column | Column | STR | IfcColumn | N.A | SGPset_SteelConnection | ConnectionTypeBottom | Label | N.A | N.A | Pinned, Fixed, Free | N.A
BCA | Column | Connection Type Top | Structural Columns | Column | Concrete Column | Column | STR | IfcColumn | N.A | SGPset_SteelConnection | ConnectionTypeTop | Label | N.A | N.A | Pinned, Fixed, Free | N.A
BCA | Column | Construction Method | Structural Columns | Column | Concrete Column | Column | STR | IfcColumn | N.A | SGPset_Column | ConstructionMethod | Label | N.A | N.A | CIS, PC, PT (Pre), PT (Post), PF, PPVC | N.A
BCA | Column | Diameter | Structural Columns | Column | Concrete Column | Column | STR | IfcColumn | N.A | SGPset_ColumnDimension | Diameter | Length | mm | N.A | N.A | 600
BCA | Column | End Storey | Structural Columns | Column | Concrete Column | Column | STR | IfcColumn | N.A | SGPset_ColumnDimension | EndStorey | Label | N.A | N.A | N.A | 2nd Storey, Roof Storey
BCA | Column | Main Rebar | Structural Columns | Column | Concrete Column | Column | STR | IfcColumn | N.A | SGPset_ColumnReinforcement | MainRebar | Label | N.A | N.A | N.A | 6H32+6H25
BCA | Column | Mark | Structural Columns | Column | Concrete Column | Column | STR | IfcColumn | N.A | SGPset_ColumnDimension | Mark | Label | N.A | N.A | N.A | TC1, C1
BCA | Column | Material Grade | Structural Columns | Column | Concrete Column | Column | STR | IfcColumn | N.A | SGPset_Material | MaterialGrade | Label | N.A | Name | C12/15, C20/25, C30/37, C35/45, C40/50, C50/60, C55/67, C60/75, C70/85, C80/95, S235, S275, S355, S460, High Strength Concrete | N.A
BCA | Column | Mechanical Connection Type | Structural Columns | Column | Concrete Column | Column | STR | IfcColumn | N.A | SGPset_Column | MechanicalConnectionType | Label | N.A | N.A | Column Shoes, Grouted Sleeves, Spiral Connector | N.A
BCA | Column | Member Section | Structural Columns | Column | Concrete Column | Column | STR | IfcColumn | N.A | SGPset_ColumnDimension | MemberSection | Label | N.A | N.A | N.A | RHS600x30x4, CHS500x3.0, 254x254x63 kg/m
BCA | Column | Prefabricated Reinforcement Cage | Structural Columns | Column | Concrete Column | Column | STR | IfcColumn | N.A | SGPset_ColumnReinforcement | PrefabricationReinforcementCage | Boolean | N.A | N.A | TRUE/FALSE | N.A
BCA | Column | ReferTo2DDetail | Columns | Column | Concrete Column | Column | STR | IfcColumn | N.A | SGPset_Column | ReferTo2DDetail | Label | N.A | N.A | N.A | Dwg Number
BCA | Column | Reinforcement Steel Grade | Structural Columns | Column | Concrete Column | Column | STR | IfcColumn | N.A | SGPset_Column | ReinforcementSteelGrade | Label | N.A | N.A | 500A, 500B, 500C, 600A, 600B, 600C | N.A
BCA | Column | Section Fabrication Method | Structural Columns | Column | Concrete Column | Column | STR | IfcColumn | N.A | SGPset_Column | SectionFabricationMethod | Label | N.A | N.A | Hot rolled, Cold formed | N.A
BCA | Column | Splice Detail | Structural Columns | Column | Concrete Column | Column | STR | IfcColumn | N.A | SGPset_SteelConnection | SpliceDetail | Label | N.A | N.A | N.A | Detail 3
BCA | Column | Starting Storey | Structural Columns | Column | Concrete Column | Column | STR | IfcColumn | N.A | SGPset_ColumnDimension | StartingStorey | Label | N.A | N.A | N.A | 1st Storey, Lower Roof Storey
BCA | Column | Stirrups | Structural Columns | Column | Concrete Column | Column | STR | IfcColumn | N.A | SGPset_ColumnReinforcement | Stirrups | Label | N.A | N.A | N.A | 4H13-300
BCA | Column | Stirrups Type | Structural Columns | Column | Concrete Column | Column | STR | IfcColumn | N.A | SGPset_ColumnReinforcement | StirrupsType | Label | N.A | N.A | Normal, U, C, CL, Torsion | N.A
BCA | Column | Width | Structural Columns | Column | Concrete Column | Column | STR | IfcColumn | N.A | SGPset_ColumnDimension | Width | Length | mm | N.A | N.A | 600
BCA | Column | Working Load DA1-1 | Structural Columns | Column | Concrete Column | Column | STR | IfcColumn | N.A | SGPset_ColumnStructuralLoad | WorkingLoad_DA1-1 | Integer | kN | N.A | N.A | 1234
BCA | Column | Working Load DA1-2 | Structural Columns | Column | Concrete Column | Column | STR | IfcColumn | N.A | SGPset_ColumnStructuralLoad | WorkingLoad_DA1-2 | Integer | kN | N.A | N.A | 1234
SCDF | Control Element | Purpose | Electrical Equipment | Flow Equipment | N.A | Equipment | MEP | IfcUnitaryControlElement | CONTROLPANEL | SGPset_UnitaryControlElement | Purpose | Label | N.A | N.A | N.A | Main Panel, Sub Panel
NEA | Control Element | Flushing | Electrical Equipment | Flow Equipment | N.A | Equipment | MEP | IfcUnitaryControlElement | CONTROLPANEL | SGPset_UnitaryControlElement | PWCS_Flushing | Boolean | N.A | N.A | TRUE/FALSE | N.A
URA | Control Element | N.A | Electrical Equipment | Flow Equipment | N.A | Equipment | MEP | IfcUnitaryControlElement | CONTROLPANEL | N.A | N.A | N.A | N.A | N.A | N.A | N.A
All | Culvert/ Drains | N.A | Generic Models | Object | Slab, Panel | Drains&Basins | MEP | IfcCivilElement | *CULVERT | Please refer to property sets below | Please refer to properties below | N.A | N.A | N.A | N.A | N.A
All | Culvert/ Drains | N.A | Generic Models | Object | Slab, Panel | Drains&Basins | MEP | IfcCivilElement | *ENTRANCECULVERT | Please refer to property sets below | Please refer to properties below | N.A | N.A | N.A | N.A | N.A
All | Culvert/ Drains | N.A | Generic Models | Object | Slab, Panel | Drains&Basins | MEP | IfcCivilElement | *CROSSCULVERT | Please refer to property sets below | Please refer to properties below | N.A | N.A | N.A | N.A | N.A
All | Culvert/ Drains | N.A | Generic Models | Object | Slab, Panel | Drains&Basins | MEP | IfcCivilElement | *EXTERNALDRAIN | Please refer to property sets below | Please refer to properties below | N.A | N.A | N.A | N.A | N.A
All | Culvert/ Drains | N.A | Generic Models | Object | Slab, Panel | Drains&Basins | MEP | IfcCivilElement | *COMMONDRAIN | Please refer to property sets below | Please refer to properties below | N.A | N.A | N.A | N.A | N.A
All | Culvert/ Drains | N.A | Generic Models | Object | Slab, Panel | Drains&Basins | MEP | IfcCivilElement | *INTERNALDRAIN | Please refer to property sets below | Please refer to properties below | N.A | N.A | N.A | N.A | N.A
All | Culvert/ Drains | N.A | Generic Models | Object | Slab, Panel | Drains&Basins | MEP | IfcCivilElement | *OUTLETDRAIN | Please refer to property sets below | Please refer to properties below | N.A | N.A | N.A | N.A | N.A
All | Culvert/ Drains | N.A | Generic Models | Object | Slab, Panel | Drains&Basins | MEP | IfcCivilElement | *ROADSIDEDRAIN | Please refer to property sets below | Please refer to properties below | N.A | N.A | N.A | N.A | N.A
All | Culvert/ Drains | N.A | Generic Models | Object | Slab, Panel | Drains&Basins | MEP | IfcCivilElement | *TRENCH | Please refer to property sets below | Please refer to properties below | N.A | N.A | N.A | N.A | N.A
LTA | Culvert/ Drains | Load Bearing | Generic Models | Object | Slab, Panel | Drains&Basins | STR | IfcCivilElement | All subtypes listed in COP | SGPset_CivilElement | LoadBearing | Boolean | N.A | N.A | TRUE/FALSE | N.A
PUB | Culvert/ Drains | Gradient | Generic Models | Object | Slab, Panel | Drains&Basins | MEP | IfcCivilElement | All subtypes listed in COP | SGPset_CivilElementDimension | Gradient | Label | N.A | N.A | N.A | N.A
PUB | Culvert/ Drains | Diameter | Generic Models | Object | Slab, Panel | Drains&Basins | MEP | IfcCivilElement | All subtypes listed in COP | SGPset_CivilElementDimension | Diameter | Length | mm | N.A | N.A | N.A
PUB | Culvert/ Drains | Height | Generic Models | Object | Slab, Panel | Drains&Basins | MEP | IfcCivilElement | All subtypes listed in COP | SGPset_CivilElementDimension | Height | Length | mm | N.A | N.A | N.A
PUB | Culvert/ Drains | Length | Generic Models | Object | Slab, Panel | Drains&Basins | MEP | IfcCivilElement | All subtypes listed in COP | SGPset_CivilElementDimension | Length | Length | mm | N.A | N.A | N.A
PUB | Culvert/ Drains | Thickness | Generic Models | Object | Slab, Panel | Drains&Basins | MEP | IfcCivilElement | All subtypes listed in COP | SGPset_CivilElementDimension | Thickness | Length | mm | N.A | N.A | N.A
PUB | Culvert/ Drains | Width | Generic Models | Object | Slab, Panel | Drains&Basins | MEP | IfcCivilElement | All subtypes listed in COP | SGPset_CivilElementDimension | Width | Length | mm | N.A | N.A | N.A
PUB | Culvert/ Drains | Material | Generic Models | Object | Slab, Panel | Drains&Basins | MEP | IfcCivilElement | All subtypes listed in COP | SGPset_Material | Material | Label | N.A | Name | N.A | N.A
PUB | Culvert/ Drains | System Type | Generic Models | Object | Slab, Panel | Drains&Basins | MEP | IfcCivilElement | All subtypes listed in COP | SGPset_CivilElement | SystemType | Label | N.A | N.A | N.A | Rainwater, Drainage
PUB | Culvert/ Drains | System Name | Generic Models | Object | Slab, Panel | Drains&Basins | MEP | IfcCivilElement | All subtypes listed in COP | SGPset_CivilElement | SystemName | Label | N.A | N.A | N.A | N.A
PUB | Culvert/ Drains | N.A | Generic Models | Object | Slab, Panel | Drains&Basins | MEP | IfcBuildingElementProxy | *DROPINLETCHAMBER | N.A | N.A | N.A | N.A | N.A | N.A | N.A
URA | Curtain Wall | N.A | Curtain Systems | Curtain Wall | N.A | Curtain Wall | ARC | IfcCurtainWall | N.A | N.A | N.A | N.A | N.A | N.A | N.A | N.A
SCDF | Damper | Fire Rating | Duct Accessories | Object | N.A | Object | MEP | IfcDamper | SMOKEDAMPER | SGPset_Damper | FireRating | Label | N.A | N.A | N.A | 30min, 60min, 90min, 120min, 150min, 180min, 210min, 240min
SCDF | Damper | Fire Rating | Duct Accessories | Object | N.A | Object | MEP | IfcDamper | FIRESMOKEDAMPER | SGPset_Damper | FireRating | Label | N.A | N.A | N.A | 30min, 60min, 90min, 120min, 150min, 180min, 210min, 240min
SCDF | Damper | Fire Rating | Duct Accessories | Object | N.A | Object | MEP | IfcDamper | FIREDAMPER | SGPset_Damper | FireRating | Label | N.A | N.A | N.A | 30min, 60min, 90min, 120min, 150min, 180min, 210min, 240min
PUB | Distribution Chamber | N.A | Plumbing Fixtures | Flow Equipment | N.A | Equipment | MEP | IfcDistributionChamberElement | INSPECTIONCHAMBER | Please refer to property sets below | Please refer to properties below | N.A | N.A | N.A | N.A | N.A
PUB | Distribution Chamber | N.A | Plumbing Fixtures | Flow Equipment | N.A | Equipment | MEP | IfcDistributionChamberElement | MANHOLE | Please refer to property sets below | Please refer to properties below | N.A | N.A | N.A | N.A | N.A
NEA | Distribution Chamber | N.A | Plumbing Fixtures | Flow Equipment | N.A | Equipment | MEP | IfcDistributionChamberElement | *PWCSMANHOLE | Please refer to property sets below | Please refer to properties below | N.A | N.A | N.A | N.A | N.A
NEA | Distribution Chamber | N.A | Generic Models | Covering | N.A | Slab | ARC | IfcCovering | *PWCSINSPECTIONCHAMBERCOVER | Please refer to property sets below | Please refer to properties below | N.A | N.A | N.A | N.A | N.A
PUB | Distribution Chamber | N.A | Plumbing Fixtures | Flow Equipment | N.A | Equipment | MEP | IfcDistributionChamberElement | METERCHAMBER | Please refer to property sets below | Please refer to properties below | N.A | N.A | N.A | N.A | N.A
PUB | Distribution Chamber | N.A | Plumbing Fixtures | Flow Equipment | N.A | Equipment | MEP | IfcDistributionChamberElement | *SCREENCHAMBER | Please refer to property sets below | Please refer to properties below | N.A | N.A | N.A | N.A | N.A
All | Distribution Chamber | N.A | Plumbing Fixtures | Flow Equipment | N.A | Equipment | MEP | IfcDistributionChamberElement | SUMP | Please refer to property sets below | Please refer to properties below | N.A | N.A | N.A | N.A | N.A
NEA | Distribution Chamber | N.A | Plumbing Fixtures | Flow Equipment | N.A | Equipment | MEP | IfcDistributionChamberElement | *SAMPLINGSUMP | Please refer to property sets below | Please refer to properties below | N.A | N.A | N.A | N.A | N.A
PUB | Distribution Chamber | N.A | Plumbing Fixtures | Flow Equipment | N.A | Equipment | MEP | IfcDistributionChamberElement | TRENCH | Please refer to property sets below | Please refer to properties below | N.A | N.A | N.A | N.A | N.A
PUB | Distribution Chamber | Top Level | Plumbing Fixtures | Flow Equipment | N.A | Equipment | MEP | IfcDistributionChamberElement | All subtypes listed in COP | SGPset_DistributionChamberElementDimension | TopLevel | Real | SHD m | N.A | N.A | -50, 3.423
PUB | Distribution Chamber | Invert Level | Plumbing Fixtures | Flow Equipment | N.A | Equipment | MEP | IfcDistributionChamberElement | All subtypes listed in COP | SGPset_DistributionChamberElementDimension | InvertLevel | Real | SHD m | N.A | N.A | N.A
PUB | Distribution Chamber | Diameter | Plumbing Fixtures | Flow Equipment | N.A | Equipment | MEP | IfcDistributionChamberElement | All subtypes listed in COP | SGPset_DistributionChamberElementDimension | Diameter | Length | mm | N.A | N.A | N.A
PUB | Distribution Chamber | Depth | Plumbing Fixtures | Flow Equipment | N.A | Equipment | MEP | IfcDistributionChamberElement | All subtypes listed in COP | SGPset_DistributionChamberElementDimension | Depth | Length | mm | N.A | N.A | N.A
PUB | Distribution Chamber | Height | Plumbing Fixtures | Flow Equipment | N.A | Equipment | MEP | IfcDistributionChamberElement | All subtypes listed in COP | SGPset_DistributionChamberElementDimension | Height | Length | mm | N.A | N.A | N.A
PUB | Distribution Chamber | Length | Plumbing Fixtures | Flow Equipment | N.A | Equipment | MEP | IfcDistributionChamberElement | All subtypes listed in COP | SGPset_DistributionChamberElementDimension | Length | Length | mm | N.A | N.A | N.A
PUB | Distribution Chamber | Width | Plumbing Fixtures | Flow Equipment | N.A | Equipment | MEP | IfcDistributionChamberElement | All subtypes listed in COP | SGPset_DistributionChamberElementDimension | Width | Length | mm | N.A | N.A | N.A
PUB | Distribution Chamber | Material | Plumbing Fixtures | Flow Equipment | N.A | Equipment | MEP | IfcDistributionChamberElement | All subtypes listed in COP | SGPset_Material | Material | Label | N.A | Name | N.A | N.A
PUB | Distribution Chamber | Trade Effluent | Plumbing Fixtures | Flow Equipment | N.A | Equipment | MEP | IfcDistributionChamberElement | All subtypes listed in COP | SGPset_DistributionChamberElement | TradeEffluent | Boolean | N.A | N.A | TRUE/FALSE | N.A
PUB | Distribution Chamber | ID | Plumbing Fixtures | Flow Equipment | N.A | Equipment | MEP | IfcDistributionChamberElement | All subtypes listed in COP | SGPset_DistributionChamberElement | ID | Label | N.A | N.A | N.A | N.A
PUB | Distribution Chamber | System Type | Plumbing Fixtures | Flow Equipment | N.A | Equipment | MEP | IfcDistributionChamberElement | All subtypes listed in COP | SGPset_DistributionChamberElement | SystemType | Label | N.A | N.A | N.A | N.A
PUB | Distribution Chamber | System Name | Plumbing Fixtures | Flow Equipment | N.A | Equipment | MEP | IfcDistributionChamberElement | All subtypes listed in COP | SGPset_DistributionChamberElement | SystemName | Label | N.A | N.A | N.A | N.A
SCDF | Door | N.A | Doors | Door | N.A | Door | ARC | IfcDoor | *DOOR | Please refer to property sets below | Please refer to properties below | N.A | N.A | N.A | N.A | N.A
SCDF | Door | N.A | Doors | Door | N.A | Door | ARC | IfcDoor | *GATE | Please refer to property sets below | Please refer to properties below | N.A | N.A | N.A | N.A | N.A
SCDF | Door | N.A | Doors | Door | N.A | Door | ARC | IfcDoor | *BLASTDOOR | Please refer to property sets below | Please refer to properties below | N.A | N.A | N.A | N.A | N.A
SCDF | Door | N.A | Doors | Door | N.A | Door | ARC | IfcDoor | *ROLLERSHUTTER | Please refer to property sets below | Please refer to properties below | N.A | N.A | N.A | N.A | N.A
SCDF | Door | Clear Height | Doors | Door | N.A | Door | ARC | IfcDoor | All subtypes listed in COP | SGPset_DoorDimension | ClearHeight | Length | mm | N.A | N.A | N.A
SCDF | Door | Clear Width | Doors | Door | N.A | Door | ARC | IfcDoor | All subtypes listed in COP | SGPset_DoorDimension | ClearWidth | Length | mm | N.A | N.A | N.A
SCDF | Door | Fire Exit | Doors | Door | N.A | Door | ARC | IfcDoor | All subtypes listed in COP | Pset_DoorCommon | FireExit | Boolean | N.A | N.A | TRUE/FALSE | N.A
SCDF | Door | Fire Rating | Doors | Door | N.A | Door | ARC | IfcDoor | All subtypes listed in COP | Pset_DoorCommon | FireRating | Label | hr | N.A | N.A | ½-hr , 1-hr
SCDF | Door | Fire Access Opening | Doors | Door | N.A | Door | ARC | IfcDoor | All subtypes listed in COP | SGPset_Door | FireAccessOpening | Boolean | N.A | N.A | TRUE/FALSE | N.A
NEA | Door | Main Entrance | Doors | Door | N.A | Door | ARC | IfcDoor | All subtypes listed in COP | SGPset_Door | MainEntrance | Boolean | N.A | N.A | TRUE/FALSE | N.A
SCDF | Door | One Way Locking Device | Doors | Door | N.A | Door | ARC | IfcDoor | All subtypes listed in COP | SGPset_Door | OneWayLockingDevice | Boolean | N.A | N.A | TRUE/FALSE | N.A
SCDF | Door | Operation Type | Doors | Door | N.A | Door | ARC | IfcDoor | All subtypes listed in COP | SGPset_Door | OperationType | Label | N.A | N.A | N.A | N.A
BCA | Door | Overall Width | Doors | Door | N.A | Door | ARC | IfcDoor | All subtypes listed in COP | SGPset_DoorDimension | OverallWidth | Length | mm | N.A | N.A | N.A
BCA | Door | PowerOperated | Doors | Door | N.A | Door | ARC | IfcDoor | All subtypes listed in COP | SGPset_Door | PowerOperated | Boolean | N.A | N.A | TRUE/FALSE | N.A
SCDF | Door | Self Closing | Doors | Door | N.A | Door | ARC | IfcDoor | All subtypes listed in COP | SGPset_Door | SelfClosing | Boolean | N.A | N.A | TRUE/FALSE | N.A
BCA | Door | Vision Panel | Doors | Door | N.A | Door | ARC | IfcDoor | All subtypes listed in COP | SGPset_Door | VisionPanel | Boolean | N.A | N.A | TRUE/FALSE | N.A
SCDF | Door | Material | Doors | Door | N.A | Door | ARC | IfcDoor | All subtypes listed in COP | SGPset_Material | Material | Label | N.A | Name | N.A | N.A
BCA | Door | Structural Width | Doors | Door | N.A | Door | ARC | IfcDoor | All subtypes listed in COP | SGPset_DoorDimension | StructuralWidth | Length | mm | N.A | N.A | 490
BCA | Door | Structural Height | Doors | Door | N.A | Door | ARC | IfcDoor | All subtypes listed in COP | SGPset_DoorDimension | StructuralHeight | Length | mm | N.A | N.A | 710
BCA | Door | Electromechanical Lock | Doors | Door | N.A | Door | ARC | IfcDoor | All subtypes listed in COP | SGPset_Door | ElectromechanicalLock | Boolean | N.A | N.A | TRUE/FALSE | N.A
BCA | Door | Thickness | Doors | Door | N.A | Door | ARC | IfcDoor | All subtypes listed in COP | SGPset_DoorDimension | Thickness | Length | mm | N.A | N.A | N.A
URA | Earthworks | Area | Toposolid | Mesh | N.A | Mesh | ARC | IfcGeographicElement | TERRAIN | SGPset_GeographicElementDimension | Area | Area | m2 | N.A | N.A | N.A
URA | Earthworks | Status | Toposolid | Mesh | N.A | Mesh | ARC | IfcGeographicElement | TERRAIN | SGPset_GeographicElementDimension | Status | Label | N.A | N.A | N.A | Existing, Proposed
BCA | Escalator | N.A | Mechanical Equipment | Transport Element | N.A | Equipment | ARC | IfcTransportElement | ESCALATOR | N.A | N.A | N.A | N.A | N.A | N.A | N.A
BCA | Family-Friendly Furniture | N.A | Furniture | Object | N.A | Furniture | ARC | IfcFurniture | *DIAPERCHANGINGTABLE | N.A | N.A | N.A | N.A | N.A | N.A | N.A
BCA | Family-Friendly Furniture | N.A | Furniture | Object | N.A | Furniture | ARC | IfcFurniture | *CHILDPROTECTIONSEAT | N.A | N.A | N.A | N.A | N.A | N.A | N.A
BCA | Family-Friendly Furniture | N.A | Furniture | Object | N.A | Furniture | ARC | IfcFurniture | *CHANGINGBED | N.A | N.A | N.A | N.A | N.A | N.A | N.A
SCDF | Finishes | N.A | Floors | Slab | Slab | Slab | ARC | IfcCovering | *CLADDING | Please refer to property sets below | Please refer to properties below | N.A | N.A | N.A | N.A | N.A
SCDF | Finishes | N.A | Floors | Slab | Slab | Slab | ARC | IfcCovering | *FIRECURTAIN | Please refer to property sets below | Please refer to properties below | N.A | N.A | N.A | N.A | N.A
SCDF | Finishes | N.A | Floors | Slab | Slab | Slab | ARC | IfcCovering | *FLOORING | Please refer to property sets below | Please refer to properties below | N.A | N.A | N.A | N.A | N.A
SCDF | Finishes | N.A | Floors | Slab | Slab | Slab | ARC | IfcCovering | *PIPESLEEVE | Please refer to property sets below | Please refer to properties below | N.A | N.A | N.A | N.A | N.A
SCDF | Finishes | N.A | Floors | Slab | Slab | Slab | ARC | IfcCovering | *SOFFIT | Please refer to property sets below | Please refer to properties below | N.A | N.A | N.A | N.A | N.A
SCDF | Finishes | Fire Rating | Floors | Slab | Slab | Slab | ARC | IfcCovering | All subtypes listed in COP | Pset_CoveringCommon | FireRating | Label | N.A | N.A | N.A | N.A
SCDF | Finishes | Material | Floors | Slab | Slab | Slab | ARC | IfcCovering | All subtypes listed in COP | SGPset_Material | Material | Label | N.A | Name | N.A | N.A
BCA | Finishes | N.A | Generic Models | Model Element | N.A | Object | ARC | IfcBuildingElementProxy | *TACTILETILE | N.A | N.A | N.A | N.A | N.A | N.A | N.A
SCDF | Fire Access Opening | Fire Access Opening | Void, Shaft Openings | Opening | N.A | Opening | ARC | IfcOpeningElement | OPENING | SGPset_OpeningElement | FireAccessOpening | Boolean | N.A | N.A | TRUE/FALSE | N.A
SCDF | Fire Access Opening | Fire Access Opening | Windows | Window | N.A | Window | ARC | IfcWindow | *OPENING | SGPset_Window | FireAccessOpening | Boolean | N.A | N.A | TRUE/FALSE | N.A
SCDF | Fire Access Opening | Fire Access Opening | Doors | Door | N.A | Door | ARC | IfcDoor | *OPENING | SGPset_Door | FireAccessOpening | Boolean | N.A | N.A | TRUE/FALSE | N.A
SCDF | Fire Alarm | N.A | Fire Alarm Devices | Object | N.A | Solid | MEP | IfcAlarm | *VISUALALARM | N.A | N.A | N.A | N.A | N.A | N.A | N.A
SCDF | Fire Alarm | N.A | Fire Alarm Devices | Object | N.A | Solid | MEP | IfcAlarm | *SOUNDER | N.A | N.A | N.A | N.A | N.A | N.A | N.A
SCDF | Fire Alarm | N.A | Fire Alarm Devices | Object | N.A | Solid | ARC | IfcAlarm | *MANUALALARMCALLPOINT | N.A | N.A | N.A | N.A | N.A | N.A | N.A
SCDF | Fire Alarm | N.A | Fire Alarm Devices | Object | N.A | Solid | MEP | IfcAlarm | *HOMEFIREALARMDEVICE | N.A | N.A | N.A | N.A | N.A | N.A | N.A
SCDF | Fire Alarm | N.A | Fire Alarm Devices | Object | N.A | Solid | MEP | IfcAlarm | *FIREALARMPANEL | N.A | N.A | N.A | N.A | N.A | N.A | N.A
SCDF | Fire Extinguisher | Fire Extinguisher Rating | Generic Models | Object | N.A | Object | ARC | IfcBuildingElementProxy | *PORTABLEFIREEXTINGUISHER | SGPset_BuildingElementProxy | FireExtinguisherRating | Label | N.A | N.A | N.A | 70B
SCDF | Fire Hydrant | ID | Plumbing Fixtures | Object | N.A | Fire Protection | MEP | IfcFireSuppressionTerminal | FIREHYDRANT | SGPset_FireSuppressionTerminal | ID | Label | N.A | N.A | N.A | N.A
SCDF | Fire Hydrant | Private | Plumbing Fixtures | Object | N.A | Fire Protection | MEP | IfcFireSuppressionTerminal | FIREHYDRANT | SGPset_FireSuppressionTerminal | Private | Boolean | N.A | N.A | TRUE/FALSE | N.A
SCDF | Fire Hydrant | Public | Plumbing Fixtures | Object | N.A | Fire Protection | MEP | IfcFireSuppressionTerminal | FIREHYDRANT | SGPset_FireSuppressionTerminal | Public | Boolean | N.A | N.A | TRUE/FALSE | N.A
SCDF | Foam Inlet / Outlet | N.A | Plumbing Fixtures | Pipe | N.A | Equipment | MEP | IfcFireSuppressionTerminal | *FOAMINLET | Please refer to property sets below | Please refer to properties below | N.A | N.A | N.A | N.A | N.A
SCDF | Foam Inlet / Outlet | N.A | Plumbing Fixtures | Pipe | N.A | Equipment | MEP | IfcFireSuppressionTerminal | *FOAMOUTLET | Please refer to property sets below | Please refer to properties below | N.A | N.A | N.A | N.A | N.A
SCDF | Foam Inlet / Outlet | System Type | Plumbing Fixtures | Pipe | N.A | Equipment | MEP | IfcFireSuppressionTerminal | All subtypes listed in COP | SGPset_FireSuppressionTerminal | SystemType | Label | N.A | N.A | N.A | Foam Fire Extinguishing, Foam Sprinkler
SCDF | Foam Inlet / Outlet | System Name | Plumbing Fixtures | Pipe | N.A | Equipment | MEP | IfcFireSuppressionTerminal | All subtypes listed in COP | SGPset_FireSuppressionTerminal | SystemName | Label | N.A | N.A | N.A | N.A
BCA | Footing | DA1-1 Bearing Capacity | Structural Foundations | Footing | Concrete Footing | Footing | STR | IfcFooting | N.A | SGPset_Footing | DA1-1_BearingCapacity | Integer | kPa | N.A | N.A | 150
BCA | Footing | DA1-2 Bearing Capacity | Structural Foundations | Footing | Concrete Footing | Footing | STR | IfcFooting | N.A | SGPset_Footing | DA1-2_BearingCapacity | Integer | kPa | N.A | N.A | 120
BCA | Footing | ReferTo2DDetail | Structural Foundations | Footing | Concrete Footing | Footing | STR | IfcFooting | N.A | SGPset_Footing | ReferTo2DDetail | Label | N.A | N.A | N.A | Dwg Number
BCA | Footing | Reinforcement Steel Grade | Structural Foundations | Footing | Concrete Footing | Footing | STR | IfcFooting | N.A | SGPset_Footing | ReinforcementSteelGrade | Label | N.A | N.A | N.A | 500A, 500B, 500C, 600A, 600B, 600C
BCA | Footing | Soil Verification Test | Structural Foundations | Footing | Concrete Footing | Footing | STR | IfcFooting | N.A | SGPset_Footing | SoilVerificationTest | Label | N.A | N.A | N.A | 2 nos plate load Test
BCA | Footing | Breadth | Structural Foundations | Footing | Concrete Footing | Footing | STR | IfcFooting | N.A | SGPset_FootingDimension | Breadth | Length | mm | N.A | N.A | 6200
BCA | Footing | Depth | Structural Foundations | Footing | Concrete Footing | Footing | STR | IfcFooting | N.A | SGPset_FootingDimension | Depth | Length | mm | N.A | N.A | 300
BCA | Footing | Mark | Structural Foundations | Footing | Concrete Footing | Footing | STR | IfcFooting | N.A | SGPset_FootingDimension | Mark | Label | N.A | N.A | N.A | F2, PC1, PC2, PC4_1
BCA | Footing | Width | Structural Foundations | Footing | Concrete Footing | Footing | STR | IfcFooting | N.A | SGPset_FootingDimension | Width | Length | mm | N.A | N.A | 300
BCA | Footing | Bottom Distribution | Structural Foundations | Footing | Concrete Footing | Footing | STR | IfcFooting | N.A | SGPset_FootingReinforcement | BottomDistribution | Label | N.A | N.A | N.A | H16-150
BCA | Footing | Bottom Main | Structural Foundations | Footing | Concrete Footing | Footing | STR | IfcFooting | N.A | SGPset_FootingReinforcement | BottomMain | Label | N.A | N.A | N.A | H25-150
BCA | Footing | Side Bar | Structural Foundations | Footing | Concrete Footing | Footing | STR | IfcFooting | N.A | SGPset_FootingReinforcement | SideBar | Label | N.A | N.A | N.A | H13-250
BCA | Footing | Stirrups | Structural Foundations | Footing | Concrete Footing | Footing | STR | IfcFooting | N.A | SGPset_FootingReinforcement | Stirrups | Label | N.A | N.A | N.A | H13-200-300
BCA | Footing | Stirrups Type | Structural Foundations | Footing | Concrete Footing | Footing | STR | IfcFooting | N.A | SGPset_FootingReinforcement | StirrupsType | Label | N.A | N.A | N.A | Normal, U, C, CL [for civil defence shelter], Torsion
BCA | Footing | Top Distribution | Structural Foundations | Footing | Concrete Footing | Footing | STR | IfcFooting | N.A | SGPset_FootingReinforcement | TopDistribution | Label | N.A | N.A | N.A | H16-150
BCA | Footing | Top Main | Structural Foundations | Footing | Concrete Footing | Footing | STR | IfcFooting | N.A | SGPset_FootingReinforcement | TopMain | Label | N.A | N.A | N.A | H25-150
BCA | Footing | Working Load DA1-1 | Structural Foundations | Footing | Concrete Footing | Footing | STR | IfcFooting | N.A | SGPset_FoundationStructuralLoad | WorkingLoad_DA1-1 | Integer | kN | N.A | N.A | 4321
BCA | Footing | Working Load DA1-2 | Structural Foundations | Footing | Concrete Footing | Footing | STR | IfcFooting | N.A | SGPset_FoundationStructuralLoad | WorkingLoad_DA1-2 | Integer | kN | N.A | N.A | 4321
BCA | Footing | Material Grade | Structural Foundations | Footing | Concrete Footing | Footing | STR | IfcFooting | N.A | SGPset_Material | MaterialGrade | Label | N.A | Name | N.A | C12/15, C20/25, C30/37, C35/45, C40/50, C50/60, C55/67, C60/75, C70/85, C80/95, S235, S275, S355, S460, High Strength Concrete
BCA | Footpath | N.A | Generic Models | Model Element | N.A | Object | ARC | IfcBuildingElementProxy | *TACTILETILE | N.A | N.A | N.A | N.A | N.A | N.A | N.A
BCA | Footpath | Material | Floors | Slab | Slab | Slab | ARC | IfcCivilElement | *FOOTPATH | SGPset_Material | Material | Label | N.A | Name | N.A | N.A
BCA | Footpath | Width | Floors | Slab | Slab | Slab | ARC | IfcCivilElement | *FOOTPATH | SGPset_CivilElementDimension | Width | Length | N.A | N.A | N.A | N.A
PUB | Grating | System Type | Generic Models | Covering | N.A | Object | ARC | IfcDiscreteAccessory | *GRATING | SGPset_DiscreteAccessory | SystemType | Label | N.A | N.A | Drainage | N.A
PUB | Grating | System Name | Generic Models | Covering | N.A | Object | ARC | IfcDiscreteAccessory | *GRATING | SGPset_DiscreteAccessory | SystemName | Label | N.A | N.A | N.A | N.A
NPARKS | Green Verge | ALS Landscape Type | Toposolid | Mesh | N.A | Mesh | External Works | IfcSpace | *AREA_LANDSCAPE | SGPset_GeographicElement | ALS_LandscapeType | Label | N.A | N.A | Turfing, Groundcover, Shrubs | N.A
NPARKS | Green Verge | ALS Greenery Feature | Toposolid | Mesh | N.A | Mesh | External Works | IfcSpace | *AREA_LANDSCAPE | SGPset_GeographicElement | ALS_GreeneryFeature | Label | N.A | N.A | Green Verge | N.A
NPARKS | Green Verge | ALS Status | Toposolid | Mesh | N.A | Mesh | External Works | IfcSpace | *AREA_LANDSCAPE | SGPset_GeographicElement | ALS_Status | Label | N.A | N.A | Proposed, Existing, To be removed | N.A
NPARKS | Green Verge | Approved Soil Mixture | Toposolid | Mesh | N.A | Mesh | External Works | IfcGeographicElement | *GREENVERGE | SGPset_GeographicElement | ApprovedSoilMixture | Boolean | N.A | N.A | TRUE/FALSE | N.A
NPARKS | Green Verge | Approved Turf Species | Toposolid | Mesh | N.A | Mesh | External Works | IfcGeographicElement | *GREENVERGE | SGPset_GeographicElement | ApprovedTurfSpecies | Boolean | N.A | N.A | TRUE/FALSE | N.A
NPARKS | Green Verge | Area | Toposolid | Mesh | N.A | Mesh | External Works | IfcGeographicElement | *GREENVERGE | SGPset_GeographicElementDimension | Area | Area | m2 | N.A | N.A | N.A
NPARKS | Green Verge | Shrub Species | Toposolid | Mesh | N.A | Mesh | External Works | IfcGeographicElement | *GREENVERGE | SGPset_GeographicElement | ShrubSpecies | Label | N.A | N.A | N.A | N.A
NPARKS | Green Verge | Status | Toposolid | Mesh | N.A | Mesh | External Works | IfcGeographicElement | *GREENVERGE | SGPset_GeographicElement | Status | Label | N.A | N.A | Proposed, Existing, To be removed | N.A
NEA | Gutter | N.A | Plumbing Fixtures | Pipe | N.A | Drains&Basins | MEP | IfcPipeSegment | GUTTER | N.A | N.A | N.A | N.A | N.A | N.A | N.A
PUB | Gutter | Construction Method | Generic Models | Object | Slab, Panel | Drains&Basins | MEP | IfcCivilElement | GUTTER | SGPset_CivilElement | ConstructionMethod | Label | N.A | N.A | N.A | N.A
PUB | Gutter | Height | Generic Models | Object | Slab, Panel | Drains&Basins | MEP | IfcCivilElement | GUTTER | SGPset_CivilElementDimension | Height | Length | mm | N.A | N.A | N.A
PUB | Gutter | Length | Generic Models | Object | Slab, Panel | Drains&Basins | MEP | IfcCivilElement | GUTTER | SGPset_CivilElementDimension | Length | Length | mm | N.A | N.A | N.A
PUB | Gutter | Thickness | Generic Models | Object | Slab, Panel | Drains&Basins | MEP | IfcCivilElement | GUTTER | SGPset_CivilElementDimension | Thickness | Length | mm | N.A | N.A | N.A
PUB | Gutter | Width | Generic Models | Object | Slab, Panel | Drains&Basins | MEP | IfcCivilElement | GUTTER | SGPset_CivilElementDimension | Width | Length | mm | N.A | N.A | N.A
PUB | Gutter | Public | Generic Models | Object | Slab, Panel | Drains&Basins | MEP | IfcCivilElement | GUTTER | SGPset_CivilElement | Public | Boolean | N.A | N.A | TRUE/FALSE | N.A
SCDF | Hose Reel | N.A | Mechanical Equipment | Pipe Flow Terminal | N.A | Pipe | MEP | IfcFireSuppressionTerminal | *HOSEREEL | Please refer to property sets below | Please refer to properties below | Length | mm | N.A | N.A | N.A
SCDF | Hose Reel | N.A | Mechanical Equipment | Pipe | N.A | Pipe | MEP | IfcFireSuppressionTerminal | *STANDBYFIREHOSE | Please refer to property sets below | Please refer to properties below | N.A | N.A | N.A | N.A | N.A
SCDF | Hose Reel | Hose Nominal Diameter | Mechanical Equipment | Pipe | N.A | Pipe | MEP | IfcFireSuppressionTerminal | All subtypes listed in COP | SGPset_FireSuppressionTerminal | Hose_NominalDiameter | Length | mm | N.A | N.A | N.A
BCA | Household Shelter | Internal Length | Areas | Zone | N.A | Space | ARC | IfcSpace | SPACE | SGPset_SpaceDimension | InternalLength | Length | mm | N.A | N.A | N.A
BCA | Household Shelter | Internal Width | Areas | Zone | N.A | Space | ARC | IfcSpace | SPACE | SGPset_SpaceDimension | InternalWidth | Length | mm | N.A | N.A | N.A
BCA | Household Shelter | Construction Method | Areas | Zone | N.A | Space | ARC | IfcSpace | SPACE | SGPset_Space | ConstructionMethod | Label | N.A | N.A | N.A | Precast, Prefab, CIS
BCA | Household Shelter | Space Name | Areas | Zone | N.A | Space | ARC | IfcSpace | SPACE | SGPset_Space | SpaceName | Label | N.A | N.A | Household Shelter, Setback | N.A
BCA | Household Shelter | Area | Areas | Zone | N.A | Space | ARC | IfcSpace | SPACE | SGPset_Space | Area | Area | m2 | N.A | N.A | N.A
BCA | Household Shelter | Construction Method | Areas | Zone | N.A | Space | ARC | IfcWall | N.A. | SGPset_Space | ConstructionMethod | Label | N.A | N.A | Refer to list^ | N.A
BCA | Household Shelter | Thickness | Areas | Zone | N.A | Space | ARC | IfcWall | N.A. | SGPset_SpaceDimension | Thickness | Length | mm | N.A | N.A | 300
BCA | Household Shelter | Shelter Usage | Areas | Zone | N.A | Space | ARC | IfcWall | N.A. | SGPset_Space | ShelterUsage | Boolean | N.A | N.A | TRUE/FALSE | N.A
BCA | Household Shelter | Construction Method | Areas | Zone | N.A | Space | ARC | IfcSlab | N.A. | SGPset_Space | ConstructionMethod | Label | N.A | N.A | Refer to list^ | N.A
BCA | Household Shelter | Thickness | Areas | Zone | N.A | Space | ARC | IfcSlab | N.A. | SGPset_SpaceDimension | Thickness | Length | mm | N.A | N.A | 300
BCA | Household Shelter | Shelter Usage | Areas | Zone | N.A | Space | ARC | IfcSlab | N.A. | SGPset_Space | ShelterUsage | Boolean | N.A | N.A | TRUE/FALSE | N.A
BCA | Household Shelter | N.A | Electrical Equipment, Communication Devices, Electrical Fixtures | Flow Equipment, Object | N.A | Equipment, Object | ARC | IfcOutlet | POWEROUTLET | N.A | N.A | N.A | N.A | N.A | N.A | N.A
BCA | Household Shelter | N.A | Electrical Fixtures, Specialty Equipment, Lighting Devices | Object | N.A | Object | ARC | IfcSwitchingDevice | N.A | N.A | N.A | N.A | N.A | N.A | N.A | N.A
BCA | Household Shelter | N.A | Lighting Fixtures | Lighting Fixtures | N.A | Object | ARC | IfcLightFixture | N.A | N.A | N.A | N.A | N.A | N.A | N.A | N.A
BCA | Household Shelter | N.A | Electrical Equipment, Communication Devices, Electrical Fixtures | Flow Equipment, Object | N.A | Equipment, Object | ARC | IfcOutlet | DATAOUTLET | N.A | N.A | N.A | N.A | N.A | N.A | N.A
BCA | Household Shelter | N.A | Electrical Equipment, Communication Devices, Electrical Fixtures | Flow Equipment, Object | N.A | Equipment, Object | ARC | IfcOutlet | COMMUNICATIONSOUTLET | N.A | N.A | N.A | N.A | N.A | N.A | N.A
BCA | Household Shelter | N.A | [5 empty] | IfcSpace | *HSSETBACK | N.A | N.A | N.A | N.A | N.A | N.A | N.A
PUB | Interceptor | N.A | Plumbing Fixtures | Flow Equipment | N.A | Equipment | MEP | IfcInterceptor | *OIL | Please refer to property sets below | Please refer to properties below | N.A | N.A | N.A | N.A | N.A
PUB | Interceptor | N.A | Plumbing Fixtures | Flow Equipment | N.A | Equipment | MEP | IfcInterceptor | *GREASE | Please refer to property sets below | Please refer to properties below | N.A | N.A | N.A | N.A | N.A
PUB | Interceptor | Comply to PUB Standard Drawing | Plumbing Fixtures | Flow Equipment | N.A | Equipment | MEP | IfcInterceptor | All subtypes listed in COP | SGPset_Interceptor | ComplyToPUBStandardDrawing | Boolean | N.A | N.A | TRUE/FALSE | N.A
PUB | Interceptor | Refer to Drawing Number | Plumbing Fixtures | Flow Equipment | N.A | Equipment | MEP | IfcInterceptor | All subtypes listed in COP | SGPset_Interceptor | ReferToDrawingNumber | Label | N.A | N.A | N.A | N.A
PUB | Interceptor | Invert Level | Plumbing Fixtures | Flow Equipment | N.A | Equipment | MEP | IfcInterceptor | All subtypes listed in COP | SGPset_InterceptorDimension | InvertLevel | Label | N.A | N.A | N.A | N.A
PUB | Interceptor | Top Level | Plumbing Fixtures | Flow Equipment | N.A | Equipment | MEP | IfcInterceptor | All subtypes listed in COP | SGPset_InterceptorDimension | TopLevel | Label | N.A | N.A | N.A | N.A
PUB | Interceptor | Height | Plumbing Fixtures | Flow Equipment | N.A | Equipment | MEP | IfcInterceptor | All subtypes listed in COP | SGPset_InterceptorDimension | Height | Length | N.A | N.A | N.A | N.A
PUB | Interceptor | Length | Plumbing Fixtures | Flow Equipment | N.A | Equipment | MEP | IfcInterceptor | All subtypes listed in COP | SGPset_InterceptorDimension | Length | Length | N.A | N.A | N.A | N.A
PUB | Interceptor | Width | Plumbing Fixtures | Flow Equipment | N.A | Equipment | MEP | IfcInterceptor | All subtypes listed in COP | SGPset_InterceptorDimension | Width | Length | N.A | N.A | N.A | N.A
PUB | Interceptor | Trade Effluent | Plumbing Fixtures | Flow Equipment | N.A | Equipment | MEP | IfcInterceptor | All subtypes listed in COP | SGPset_InterceptorDimension | TradeEffluent | Boolean | N.A | N.A | TRUE/FALSE | N.A
LTA | Lamp Post | N.A | Lighting Fixtures | Lighting Fixtures | N.A | Object | ARC | IfcCivilElement | *LAMPPOST | N.A | N.A | N.A | N.A | N.A | N.A | N.A
NPARKS | Landscape Plants | N.A | Planting | Object | N.A | Object | ARC | IfcGeographicElement | *LANDSCAPE_TREE | Please refer to property sets below | Please refer to properties below | N.A | N.A | N.A | N.A | N.A
NPARKS | Landscape Plants | N.A | Planting | Object | N.A | Object | ARC | IfcGeographicElement | *LANDSCAPE_SHRUBS | Please refer to property sets below | Please refer to properties below | N.A | N.A | N.A | N.A | N.A
NPARKS | Landscape Plants | N.A | Planting | Object | N.A | Object | ARC | IfcGeographicElement | *LANDSCAPE_PALM | Please refer to property sets below | Please refer to properties below | N.A | N.A | N.A | N.A | N.A
NPARKS | Landscape Plants | Hedge Number | Planting | Object | N.A | Object | ARC | IfcGeographicElement | All subtypes listed in COP | SGPset_GeographicElement | HedgeNumber | Label | N.A | N.A | N.A | H001, H002, H003
NPARKS | Landscape Plants | Reason For Removal | Planting | Object | N.A | Object | ARC | IfcGeographicElement | All subtypes listed in COP | SGPset_GeographicElement | ReasonForRemoval | Label | N.A | N.A | N.A | N.A
NPARKS | Landscape Plants | Species | Planting | Object | N.A | Object | ARC | IfcGeographicElement | All subtypes listed in COP | SGPset_GeographicElement | Species | Label | N.A | N.A | N.A | Samanea saman, Cyrtostachys renda, Gardenia tubifera
NPARKS | Landscape Plants | Status | Planting | Object | N.A | Object | ARC | IfcGeographicElement | All subtypes listed in COP | SGPset_GeographicElement | Status | Label | N.A | N.A | N.A | Proposed, Existing, To be removed, To be transplanted
NPARKS | Landscape Plants | Tree Number | Planting | Object | N.A | Object | ARC | IfcGeographicElement | All subtypes listed in COP | SGPset_GeographicElement | TreeNumber | Label | N.A | N.A | N.A | T001, T002, T003
NPARKS | Landscape Plants | Tree Size | Planting | Object | N.A | Object | ARC | IfcGeographicElement | All subtypes listed in COP | SGPset_GeographicElement | TreeSize | Label | N.A | N.A | N.A | Palm, Small to medium, Large
NPARKS | Landscape Plants | Girth | Planting | Object | N.A | Object | ARC | IfcGeographicElement | All subtypes listed in COP | SGPset_GeographicElementDimension | Girth | Length | mm | N.A | N.A | N.A
NPARKS | Landscape Plants | Height | Planting | Object | N.A | Object | ARC | IfcGeographicElement | All subtypes listed in COP | SGPset_GeographicElementDimension | Height | Label | N.A | N.A | N.A | N.A
NPARKS | Landscape Plants | Roadside | Planting | Object | N.A | Object | ARC | IfcGeographicElement | All subtypes listed in COP | SGPset_GeographicElement | Roadside | Boolean | N.A | N.A | TRUE/FALSE | N.A
NPARKS | Landscape Plants | Single Stem | Planting | Object | N.A | Object | ARC | IfcGeographicElement | All subtypes listed in COP | SGPset_GeographicElement | SingleStem | Boolean | N.A | N.A | TRUE/FALSE | N.A
NPARKS | Landscape Plants | Turf | Planting | Object | N.A | Object | ARC | IfcGeographicElement | All subtypes listed in COP | SGPset_GeographicElement | Turf | Boolean | N.A | N.A | TRUE/FALSE | N.A
BCA | Lift | N.A | Specialty Equipment | Transport Element | N.A | Equipment | ARC | IfcTransportElement | *LIFT | Please refer to property sets below | Please refer to properties below | N.A | N.A | N.A | N.A | N.A
BCA | Lift | N.A | Specialty Equipment | Transport Element | N.A | Equipment | ARC | IfcTransportElement | *CARLIFT | Please refer to property sets below | Please refer to properties below | N.A | N.A | N.A | N.A | N.A
BCA | Lift | Barrier Free Accessibility | Specialty Equipment | Transport Element | N.A | Equipment | ARC | IfcTransportElement | All subtypes listed in COP | SGPset_TransportElement | BarrierFreeAccessibility | Boolean | N.A | N.A | TRUE/FALSE | N.A
BCA | Lift | Length | Specialty Equipment | Transport Element | N.A | Equipment | ARC | IfcTransportElement | All subtypes listed in COP | SGPset_TransportElementTypeLiftDimension | Length | Length | mm | N.A | N.A | N.A
BCA | Lift | Width | Specialty Equipment | Transport Element | N.A | Equipment | ARC | IfcTransportElement | All subtypes listed in COP | SGPset_TransportElementTypeLiftDimension | Width | Length | mm | N.A | N.A | N.A
SCDF | Lift | Clear Depth | Specialty Equipment | Transport Element | N.A | Equipment | ARC | IfcTransportElement | All subtypes listed in COP | SGPset_TransportElementTypeLiftDimension | ClearDepth | Length | mm | N.A | N.A | N.A
SCDF | Lift | Clear Height | Specialty Equipment | Transport Element | N.A | Equipment | ARC | IfcTransportElement | All subtypes listed in COP | SGPset_TransportElementTypeLiftDimension | ClearHeight | Length | mm | N.A | N.A | N.A
SCDF | Lift | Clear Width | Specialty Equipment | Transport Element | N.A | Equipment | ARC | IfcTransportElement | All subtypes listed in COP | SGPset_TransportElementTypeLiftDimension | ClearWidth | Length | mm | N.A | N.A | N.A
SCDF | Lift | Fire Fighting Lift | Specialty Equipment | Transport Element | N.A | Equipment | ARC | IfcTransportElement | All subtypes listed in COP | SGPset_TransportElement | FireFightingLift | Boolean | N.A | N.A | TRUE/FALSE | N.A
SCDF | Lift | Lift Type | Specialty Equipment | Transport Element | N.A | Equipment | ARC | IfcTransportElement | All subtypes listed in COP | SGPset_TransportElement | LiftType | Label | N.A | N.A | N.A | Goods Lift, Platform Lift, Bin Lifter, Bed Lift
LTA | Parking Lot | N.A | Parking | Object | N.A | Object | ARC | IfcBuildingElementProxy | *CARLOT | Please refer to property sets below | Please refer to properties below | N.A | N.A | N.A | N.A | N.A
LTA | Parking Lot | N.A | Parking | Object | N.A | Object | ARC | IfcBuildingElementProxy | *MOTOR-CYCLELOT | Please refer to property sets below | Please refer to properties below | N.A | N.A | N.A | N.A | N.A
LTA | Parking Lot | N.A | Parking | Object | N.A | Object | ARC | IfcBuildingElementProxy | *LORRYLOT | Please refer to property sets below | Please refer to properties below | N.A | N.A | N.A | N.A | N.A
LTA | Parking Lot | N.A | Parking | Object | N.A | Object | ARC | IfcBuildingElementProxy | *COACHLOT | Please refer to property sets below | Please refer to properties below | N.A | N.A | N.A | N.A | N.A
LTA | Parking Lot | N.A | Parking | Object | N.A | Object | ARC | IfcBuildingElementProxy | *ARTICULATEDVEHICLELOT | Please refer to property sets below | Please refer to properties below | N.A | N.A | N.A | N.A | N.A
LTA | Parking Lot | N.A | Parking | Object | N.A | Object | ARC | IfcBuildingElementProxy | *BICYCLELOT | Please refer to property sets below | Please refer to properties below | N.A | N.A | N.A | N.A | N.A
BCA | Parking Lot | Barrier Free Accessibility | Generic Models | Object | N.A | Object | ARC | IfcBuildingElementProxy | All subtypes listed in COP | SGPset_BuildingElementProxy | BarrierFreeAccessibility | Boolean | N.A | N.A | TRUE/FALSE | N.A
BCA | Parking Lot | Family Parking Lot | Generic Models | Object | N.A | Object | ARC | IfcBuildingElementProxy | All subtypes listed in COP | SGPset_BuildingElementProxy | FamilyLot | Boolean | N.A | N.A | TRUE/FALSE | N.A
LTA | Parking Lot | Length | Parking | Object | N.A | Object | ARC | IfcBuildingElementProxy | All subtypes listed in COP | SGPset_BuildingElementProxyDimension | Length | Length | mm | N.A | N.A | N.A
LTA | Parking Lot | Width | Parking | Object | N.A | Object | ARC | IfcBuildingElementProxy | All subtypes listed in COP | SGPset_BuildingElementProxyDimension | Width | Length | mm | N.A | N.A | N.A
LTA | Parking Lot | Lot Number | Generic Models | Object | N.A | Object | ARC | IfcBuildingElementProxy | All subtypes listed in COP | SGPset_BuildingElementProxy | LotNumber | Label | N.A | N.A | N.A | N.A
LTA | Parking Lot | Car Parking Served By Car Lift | Parking | Object | N.A | Object | ARC | IfcBuildingElementProxy | All subtypes listed in COP | SGPset_BuildingElementProxy | CarParking_ServedByCarLift | Boolean | N.A | N.A | TRUE/FALSE | N.A
LTA | Parking Lot | Mechanised Parking System | Parking | Object | N.A | Object | ARC | IfcBuildingElementProxy | All subtypes listed in COP | SGPset_BuildingElementProxy | MechanisedParkingSystem | Boolean | N.A | N.A | TRUE/FALSE | N.A
NPARKS | Parking Lot | Perforated | Parking | Object | N.A | Object | ARC | IfcBuildingElementProxy | All subtypes listed in COP | SGPset_BuildingElementProxy | Perforated | Boolean | N.A | N.A | TRUE/FALSE | N.A
NPARKS | Parking Lot | Open At Grade | Parking | Object | N.A | Object | ARC | IfcBuildingElementProxy | All subtypes listed in COP | SGPset_BuildingElementProxy | OpenAtGrade | Boolean | N.A | N.A | TRUE/FALSE | N.A
LTA | Parking Lot | Vehicle Type | Parking | Object | N.A | Object | ARC | IfcBuildingElementProxy | All subtypes listed in COP | SGPset_BuildingElementProxy | VehicleType | Label | N.A | N.A | N.A | Rigid-framed vehicle
LTA | Parking Lot | Parking Use | Parking | Object | N.A | Object | ARC | IfcBuildingElementProxy | All subtypes listed in COP | SGPset_BuildingElementProxy | ParkingUse | Label | N.A | N.A | N.A | Electric Vehicle, Oil Tanker, Buggy, Vacuum Truck, Mobile Tanker
LTA | Parking Lot | Bicycle Rack Type | Parking | Object | N.A | Object | ARC | IfcBuildingElementProxy | All subtypes listed in COP | SGPset_BuildingElementProxy | BicycleRack_Type | Label | N.A | N.A | N.A | Single Tier P Rack, Single Tier U Bar, Double Tier
LTA | Parking Lot | N.A | Parking | Object | N.A | Object | ARC | IfcTransportElement | *CARLIFT | Please refer to property sets below | Please refer to properties below | N.A | N.A | N.A | N.A | N.A
LTA | Parking Lot | Width | Parking | Object | N.A | Object | ARC | IfcTransportElement | All subtypes listed in COP | SGPset_BuildingElementProxyDimension | Width | Length | mm | N.A | N.A | 600mm, 650mm
LTA | Parking Lot | Length | Parking | Object | N.A | Object | ARC | IfcTransportElement | All subtypes listed in COP | SGPset_BuildingElementProxyDimension | Length | Length | mm | N.A | N.A | 1800mm, 2000mm
LTA | Parking Lot | N.A | Parking | Object | N.A | Object | ARC | IfcBuildingElementProxy | *HOLDINGBAY | Please refer to property sets below | Please refer to properties below | N.A | N.A | N.A | N.A | N.A
LTA | Parking Lot | N.A | Parking | Object | N.A | Object | ARC | IfcBuildingElementProxy | *QUEUINGSPACE | Please refer to property sets below | Please refer to properties below | N.A | N.A | N.A | N.A | N.A
LTA | Parking Lot | Width | Parking | Object | N.A | Object | ARC | IfcBuildingElementProxy | All subtypes listed in COP | SGPset_BuildingElementProxyDimension | Width | Length | mm | N.A | N.A | N.A
LTA | Parking Lot | Length | Parking | Object | N.A | Object | ARC | IfcBuildingElementProxy | All subtypes listed in COP | SGPset_BuildingElementProxyDimension | Length | Length | mm | N.A | N.A | N.A
BCA | Pile | Borehole Ref | Structural Foundations | Object | Concrete Column | Base Plate | STR | IfcPile | N.A | SGPset_Pile | BoreholeRef | Label | N.A | N.A | N.A | BH2, BH3, BH12-2
BCA | Pile | Breadth | Structural Foundations | Object | Concrete Column | Base Plate | STR | IfcPile | N.A | SGPset_PileDimension | Breadth | Length | mm | N.A | N.A | 300
BCA | Pile | Construction Method | Structural Foundations | Object | Concrete Column | Base Plate | STR | IfcPile | N.A | SGPset_Pile | ConstructionMethod | Label | N.A | N.A | N.A | CIS, PC, PT (Pre), PT (Post), PF, PPVC, Spun
BCA | Pile | CutOffLevel_SHD | Structural Foundations | Object | Concrete Column | Base Plate | STR | IfcPile | N.A | SGPset_PileDimension | CutOffLevel_SHD | Real | m | N.A | N.A | -1.35
BCA | Pile | DA1-1 Compression Capacity | Structural Foundations | Object | Concrete Column | Base Plate | STR | IfcPile | N.A | SGPset_Pile | DA1-1_CompressionCapacity | Integer | kN | N.A | N.A | 5683
BCA | Pile | DA1-1 Compression Design Load | Structural Foundations | Object | Concrete Column | Base Plate | STR | IfcPile | N.A | SGPset_PileStructuralLoad | DA1-1_CompressionDesignLoad | Integer | kN | N.A | N.A | 5515
BCA | Pile | DA1-1 Tension Capacity | Structural Foundations | Object | Concrete Column | Base Plate | STR | IfcPile | N.A | SGPset_Pile | DA1-1_TensionCapacity | Integer | kN | N.A | N.A | 3655
BCA | Pile | DA1-1 Tension Design Load | Structural Foundations | Object | Concrete Column | Base Plate | STR | IfcPile | N.A | SGPset_PileStructuralLoad | DA1-1_TensionDesignLoad | Integer | kN | N.A | N.A | 3255
BCA | Pile | DA1-2 Compression Capacity | Structural Foundations | Object | Concrete Column | Base Plate | STR | IfcPile | N.A | SGPset_Pile | DA1-2_CompressionCapacity | Integer | kN | N.A | N.A | 4823
BCA | Pile | DA1-2 Compression Design Load | Structural Foundations | Object | Concrete Column | Base Plate | STR | IfcPile | N.A | SGPset_PileStructuralLoad | DA1-2_CompressionDesignLoad | Integer | kN | N.A | N.A | 4650
BCA | Pile | DA1-2 Tension Capacity | Structural Foundations | Object | Concrete Column | Base Plate | STR | IfcPile | N.A | SGPset_Pile | DA1-2_TensionCapacity | Integer | kN | N.A | N.A | 3025
BCA | Pile | DA1-2 Tension Design Load | Structural Foundations | Object | Concrete Column | Base Plate | STR | IfcPile | N.A | SGPset_PileStructuralLoad | DA1-2_TensionDesignLoad | Integer | kN | N.A | N.A | 2850
BCA | Pile | Diameter | Structural Foundations | Object | Concrete Column | Base Plate | STR | IfcPile | N.A | SGPset_PileDimension | Diameter | Length | mm | N.A | N.A | 600
BCA | Pile | Length | Structural Foundations | Object | Concrete Column | Base Plate | STR | IfcPile | N.A | SGPset_PileDimension | Length | Length | mm | N.A | N.A | 40000
BCA | Pile | Main Rebar | Structural Foundations | Object | Concrete Column | Base Plate | STR | IfcPile | N.A | SGPset_PileReinforcement | MainRebar | Label | N.A | N.A | N.A | 10H32+10H16
BCA | Pile | Mark | Structural Foundations | Object | Concrete Column | Base Plate | STR | IfcPile | N.A | SGPset_PileDimension | Mark | Label | N.A | N.A | N.A | P156
BCA | Pile | Material Grade | Structural Foundations | Object | Concrete Column | Base Plate | STR | IfcPile | N.A | SGPset_Material | MaterialGrade | Label | N.A | Name | N.A | C12/15, C20/25, C30/37, C35/45, C40/50, C50/60, C55/67, C60/75, C70/85, C80/95, S235, S275, S355, S460, High Strength Concrete
BCA | Pile | Member Section | Structural Foundations | Object | Concrete Column | Base Plate | STR | IfcPile | N.A | SGPset_PileDimension | MemberSection | Label | N.A | N.A | N.A | CHS500x3.0, 254x254x63 kg/m
BCA | Pile | Min Embedment Into Bearing Layer SPT More Than 100 N | Structural Foundations | Object | Concrete Column | Base Plate | STR | IfcPile | N.A | SGPset_Pile | MinEmbedmentIntoBearingLayer_SPT_MoreThan_100N | Real | m | N.A | N.A | 16.5
BCA | Pile | Min Embedment Into Bearing Layer SPT More Than 60 N | Structural Foundations | Object | Concrete Column | Base Plate | STR | IfcPile | N.A | SGPset_Pile | MinEmbedmentIntoBearingLayer_SPT_MoreThan_60N | Real | m | N.A | N.A | 23.2
BCA | Pile | Min Rock Socketing Length | Structural Foundations | Object | Concrete Column | Base Plate | STR | IfcPile | N.A | SGPset_Pile | MinRockSocketingLength | Real | m | N.A | N.A | 16.5
BCA | Pile | Negative Skin Friction | Structural Foundations | Object | Concrete Column | Base Plate | STR | IfcPile | N.A | SGPset_PileStructuralLoad | NegativeSkinFriction | Integer | kN | N.A | N.A | 135
BCA | Pile | Pile Type | Structural Foundations | Object | Concrete Column | Base Plate | STR | IfcPile | N.A | SGPset_PileReinforcement | PileType | Label | N.A | N.A | N.A | Driven, Bored, Jacked in
BCA | Pile | Reinforcement Length | Structural Foundations | Object | Concrete Column | Base Plate | STR | IfcPile | N.A | SGPset_PileReinforcement | ReinforcementLength | Label | m | N.A | N.A | Fully reinforced, Unreinforced, 12, 18, 24, 30, 36
BCA | Pile | Reinforcement Steel Grade | Structural Foundations | Object | Concrete Column | Base Plate | STR | IfcPile | N.A | SGPset_Pile | ReinforcementSteelGrade | Label | N.A | N.A | N.A | 500A, 500B, 500C, 600A, 600B, 600C
BCA | Pile | Stirrups | Structural Foundations | Object | Concrete Column | Base Plate | STR | IfcPile | N.A | SGPset_PileReinforcement | Stirrups | Label | N.A | N.A | N.A | 1H16-250
BCA | Pile | Structural Compression Capacity | Structural Foundations | Object | Concrete Column | Base Plate | STR | IfcPile | N.A | SGPset_Pile | StructuralCompressionCapacity | Integer | kN | N.A | N.A | 6525
BCA | Pile | Structural Tension Capacity | Structural Foundations | Object | Concrete Column | Base Plate | STR | IfcPile | N.A | SGPset_Pile | StructuralTensionCapacity | Integer | kN | N.A | N.A | 3825
BCA | Pile | ToeLevel_SHD | Structural Foundations | Object | Concrete Column | Base Plate | STR | IfcPile | N.A | SGPset_PileDimension | ToeLevel_SHD | Real | m | N.A | N.A | -63.35
BCA | Pile | Width | Structural Foundations | Object | Concrete Column | Base Plate | STR | IfcPile | N.A | SGPset_PileDimension | Width | Length | mm | N.A | N.A | 600
BCA | Pile | End Bearing R4 Design Factor | Project Information | IFC Project Manager | N.A | Floor Manager | STR | IfcBuilding | N.A | SGPset_PilingDesignParameter | EndBearingR4DesignFactor | Real | N.A | N.A | N.A | N.A
BCA | Pile | No Of Non Destructive Test Pile | Project Information | IFC Project Manager | N.A | Floor Manager | STR | IfcBuilding | N.A | SGPset_PilingDesignParameter | NoOfNonDestructiveTestPile | Integer | N.A | N.A | N.A | 8
BCA | Pile | No of ULT Test | Project Information | IFC Project Manager | N.A | Floor Manager | STR | IfcBuilding | N.A | SGPset_PilingDesignParameter | NoOfULTTest | Integer | N.A | N.A | N.A | 2
BCA | Pile | No of Working Load Test - Maintained Load Test | Project Information | IFC Project Manager | N.A | Floor Manager | STR | IfcBuilding | N.A | SGPset_PilingDesignParameter | NoOfWorkingLoadTest_MaintainedLoadTest | Integer | N.A | N.A | N.A | 3
BCA | Pile | No of Working Load Test - Rapid Load Test | Project Information | IFC Project Manager | N.A | Floor Manager | STR | IfcBuilding | N.A | SGPset_PilingDesignParameter | NoOfWorkingLoadTest_RapidLoadTest | Integer | N.A | N.A | N.A | 3
BCA | Pile | Pile Model Factor | Project Information | IFC Project Manager | N.A | Floor Manager | STR | IfcBuilding | N.A | SGPset_PilingDesignParameter | PileModelFactor | Real | N.A | N.A | N.A | 1.35 / 1.55
BCA | Pile | Shaft R4 Design Factor | Project Information | IFC Project Manager | N.A | Floor Manager | STR | IfcBuilding | N.A | SGPset_PilingDesignParameter | ShaftR4DesignFactor | Real | N.A | N.A | N.A | N.A
PUB | Pipes | N.A | Pipes | Pipe | N.A | Pipe | MEP | IfcPipeSegment | SPOOL | N.A | N.A | N.A | N.A | N.A | N.A | N.A
PUB | Pipes / Drains | N.A | Pipes | Pipe | N.A | Pipe | MEP | IfcPipeSegment | FLEXIBLESEGMENT | Please refer to property sets below | Please refer to properties below | N.A | N.A | N.A | N.A | N.A
PUB | Pipes / Drains | N.A | Pipes | Pipe | N.A | Pipe | MEP | IfcPipeSegment | RIGIDSEGMENT | Please refer to property sets below | Please refer to properties below | N.A | N.A | N.A | N.A | N.A
BCA | Pipes / Drains | Construction Method | Pipes | Pipe | N.A | Pipe | MEP | IfcPipeSegment | All subtypes listed in COP | SGPset_PipeSegment | ConstructionMethod | Label | N.A | N.A | N.A | N.A
PUB | Pipes / Drains | Inner Diameter | Pipes | Pipe | N.A | Pipe | MEP | IfcPipeSegment | All subtypes listed in COP | SGPset_PipeSegmentDimension | InnerDiameter | Length | mm | N.A | N.A | N.A
PUB | Pipes / Drains | Gradient | Pipes | Pipe | N.A | Pipe | MEP | IfcPipeSegment | All subtypes listed in COP | SGPset_PipeSegment | Gradient | Label | N.A | N.A | N.A | N.A
PUB | Pipes / Drains | Length | Pipes | Pipe | N.A | Pipe | MEP | IfcPipeSegment | All subtypes listed in COP | SGPset_PipeSegmentDimension | Length | Length | mm | N.A | N.A | N.A
PUB | Pipes / Drains | Material | Pipes | Pipe | N.A | Pipe | MEP | IfcPipeSegment | All subtypes listed in COP | SGPset_Material | Material | Label | N.A | Name | N.A | N.A
NPARKS | Pipes / Drains | Perforated | Pipes | Pipe | N.A | Pipe | MEP | IfcPipeSegment | All subtypes listed in COP | SGPset_PipeSegment | Perforated | Boolean | N.A | N.A | TRUE/FALSE | N.A
BCA | Pipes / Drains | Pre-insulated | Pipes | Pipe | N.A | Pipe | MEP | IfcPipeSegment | All subtypes listed in COP | SGPset_PipeSegment | PreInsulated | Boolean | N.A | N.A | TRUE/FALSE | N.A
PUB | Pipes / Drains | Thickness | Pipes | Pipe | N.A | Pipe | MEP | IfcPipeSegment | All subtypes listed in COP | SGPset_PipeSegmentDimension | Thickness | Length | mm | N.A | N.A | N.A
NEA | Pipes / Drains | Trade Effluent | Pipes | Pipe | N.A | Pipe | MEP | IfcPipeSegment | All subtypes listed in COP | SGPset_PipeSegment | TradeEffluent | Boolean | N.A | N.A | TRUE/FALSE | N.A
PUB | Pipes / Drains | System Type | Pipes | Pipe | N.A | Pipe | MEP | IfcPipeSegment | All subtypes listed in COP | SGPset_PipeSegment | SystemType | Label | N.A | N.A | N.A | Sanitary, Sewerage
PUB | Pipes / Drains | System Name | Pipes | Pipe | N.A | Pipe | MEP | IfcPipeSegment | All subtypes listed in COP | SGPset_PipeSegment | SystemName | Label | N.A | N.a | N.A | N.A
PUB | Pipes / Drains | Demountable Structure Above Pipe | Pipes | Pipe | N.A | Pipe | MEP | IfcPipeSegment | All subtypes listed in COP | SGPset_PipeSegment | DemountableStructureAbovePipe | Boolean | N.A | N.A | TRUE/FALSE | N.A
NEA | Pipes / Drains | N.A | Pipe Fittings | Pipe Fitting | N.A | Pipe Accessory | MEP | IfcPipeFitting | BEND | Please refer to property sets below | Please refer to properties below | N.A | N.A | N.A | N.A | N.A
PUB | Pipes / Drains | N.A | Pipe Fittings | Pipe Fitting | N.A | Pipe Accessory | MEP | IfcPipeFitting | *DRAINCHANNELBEND | Please refer to property sets below | Please refer to properties below | N.A | N.A | N.A | N.A | N.A
PUB | Pipes / Drains | N.A | Pipe Fittings | Pipe Fitting | N.A | Pipe Accessory | MEP | IfcPipeFitting | ENTRY | Please refer to property sets below | Please refer to properties below | N.A | N.A | N.A | N.A | N.A
PUB | Pipes / Drains | N.A | Pipe Fittings | Pipe Fitting | N.A | Pipe Accessory | MEP | IfcPipeFitting | EXIT | Please refer to property sets below | Please refer to properties below | N.A | N.A | N.A | N.A | N.A
PUB | Pipes / Drains | N.A | Pipe Fittings | Pipe Fitting | N.A | Pipe Accessory | MEP | IfcPipeFitting | *FLANGEADAPTOR | Please refer to property sets below | Please refer to properties below | N.A | N.A | N.A | N.A | N.A
PUB | Pipes / Drains | N.A | Pipe Fittings | Pipe Fitting | N.A | Pipe Accessory | MEP | IfcPipeFitting | *FLEXIBLECOUPLING | Please refer to property sets below | Please refer to properties below | N.A | N.A | N.A | N.A | N.A
PUB | Pipes / Drains | N.A | Pipe Fittings | Pipe Fitting | N.A | Pipe Accessory | MEP | IfcPipeFitting | JUNCTION | Please refer to property sets below | Please refer to properties below | N.A | N.A | N.A | N.A | N.A
PUB | Pipes / Drains | N.A | Pipe Fittings | Pipe Fitting | N.A | Pipe Accessory | MEP | IfcPipeFitting | OBSTRUCTION | Please refer to property sets below | Please refer to properties below | N.A | N.A | N.A | N.A | N.A
PUB | Pipes / Drains | N.A | Pipe Fittings | Pipe Fitting | N.A | Pipe Accessory | MEP | IfcPipeFitting | *PIPESILENCER | Please refer to property sets below | Please refer to properties below | N.A | N.A | N.A | N.A | N.A
PUB | Pipes / Drains | N.A | Pipe Fittings | Pipe Fitting | N.A | Pipe Accessory | MEP | IfcPipeFitting | *SHORTPIECE | Please refer to property sets below | Please refer to properties below | N.A | N.A | N.A | N.A | N.A
PUB | Pipes / Drains | Inner Diameter | Pipe Fittings | Pipe Fitting | N.A | Pipe Accessory | MEP | IfcPipeFitting | All subtypes listed in COP | SGPset_PipeFittingDimension | InnerDiameter | Length | mm | N.A | N.A | N.A
NEA | Pipes / Drains | Nominal Diameter | Pipe Fittings | Pipe Fitting | N.A | Pipe Accessory | MEP | IfcPipeFitting | All subtypes listed in COP | SGPset_PipeFittingDimension | NominalDiameter | Length | mm | N.A | N.A | N.A
PUB | Pipes / Drains | Outer Diameter | Pipe Fittings | Pipe Fitting | N.A | Pipe Accessory | MEP | IfcPipeFitting | All subtypes listed in COP | SGPset_PipeFittingDimension | OuterDiameter | Length | mm | N.A | N.A | N.A
PUB | Pipes / Drains | Thickness | Pipe Fittings | Pipe Fitting | N.A | Pipe Accessory | MEP | IfcPipeFitting | All subtypes listed in COP | SGPset_PipeFittingDimension | Thickness | Length | mm | N.A | N.A | N.A
BCA | Pipes / Drains | Construction Method | Pipe Fittings | Pipe Fitting | N.A | Pipe Accessory | MEP | IfcPipeFitting | All subtypes listed in COP | SGPset_PipeFitting | ConstructionMethod | Label | N.A | N.A | N.A | N.A
BCA | Pipes / Drains | Pre-insulated | Pipe Fittings | Pipe Fitting | N.A | Pipe Accessory | MEP | IfcPipeFitting | All subtypes listed in COP | SGPset_PipeFitting | PreInsulated | Boolean | N.A | N.A | TRUE/FALSE | N.A
PUB | Pipes / Drains | System Name | Pipe Fittings | Pipe Fitting | N.A | Pipe Accessory | MEP | IfcPipeFitting | All subtypes listed in COP | SGPset_PipeFitting | SystemName | Label | N.A | N.A | N.A | N.A
PUB | Pipes / Drains | System Type | Pipe Fittings | Pipe Fitting | N.A | Pipe Accessory | MEP | IfcPipeFitting | All subtypes listed in COP | SGPset_PipeFitting | SystemType | Label | N.A | N.A | N.A | N.A
BCA | Pipes / Drains | Construction Method | Ducts | Duct | N.A | Duct | MEP | IfcDuctSegment | N.A | SGPset_DuctSegment | ConstructionMethod | Label | N.A | N.A | N.A | N.A
BCA | Pipes / Drains | System Type | Ducts | Duct | N.A | Duct | MEP | IfcDuctSegment | N.A | SGPset_DuctSegment | SystemType | Label | N.A | N.A | N.A | Sanitary, Sewerage, Kitchen Exhaust Air, Genset Exhaust Air, ACMV Exhaust Air, ACMV Fresh Air Intake, Pollution Control Equipment Exhaust Air, PWCS Exhaust Air, PWCS Air Intake, Carpark Exhaust Air, Carpark Fresh Air Intake
BCA | Pipes / Drains | System Name | Ducts | Duct | N.A | Duct | MEP | IfcDuctSegment | N.A | SGPset_DuctSegment | SystemName | Label | N.A | N.A | N.A | N.A
BCA | Pipes / Drains | Pre-insulated | Ducts | Duct | N.A | Duct | MEP | IfcDuctSegment | N.A | SGPset_DuctSegment | PreInsulated | Boolean | N.A | N.A | TRUE/FALSE | N.A
NEA | Pipes / Drains | Trade Effluent | Ducts | Duct | N.A | Duct | MEP | IfcDuctSegment | N.A | SGPset_DuctSegment | TradeEffluent | Boolean | N.A | N.A | TRUE/FALSE | N.A
BCA | Pipes / Drains | Construction Method | Duct Fittings | Duct Fitting | N.A | Duct Accessory | MEP | IfcDuctFitting | N.A | SGPset_DuctFitting | ConstructionMethod | Label | N.A | N.A | N.A | N.A
BCA | Pipes / Drains | System Type | Duct Fittings | Duct Fitting | N.A | Duct Accessory | MEP | IfcDuctFitting | N.A | SGPset_DuctFitting | SystemType | Label | N.A | N.A | N.A | Sanitary, Sewerage, Kitchen Exhaust Air, Genset Exhaust Air, ACMV Exhaust Air, ACMV Fresh Air Intake, Pollution Control Equipment Exhaust Air, PWCS Exhaust Air, PWCS Air Intake, Carpark Exhaust Air, Carpark Fresh Air Intake
BCA | Pipes / Drains | System Name | Duct Fittings | Duct Fitting | N.A | Duct Accessory | MEP | IfcDuctFitting | N.A | SGPset_DuctFitting | SystemName | Label | N.A | N.A | N.A | N.A
NEA | Pipes / Drains | Trade Effluent | Duct Fittings | Duct Fitting | N.A | Duct Accessory | MEP | IfcDuctFitting | N.A | SGPset_DuctFitting | TradeEffluent | Boolean | N.A | N.A | TRUE/FALSE | N.A
BCA | Pipes / Drains | Pre-insulated | Duct Fittings | Duct Fitting | N.A | Duct Accessory | MEP | IfcDuctFitting | N.A | SGPset_DuctFitting | PreInsulated | Boolean | N.A | N.A | TRUE/FALSE | N.A
NEA | Pipes / Drains | N.A | Pipes | Pipe | N.A | Pipe | MEP | IfcPipeSegment | *SCUPPERDRAIN | N.A | N.A | N.A | N.A | N.A | N.A | N.A
NEA | Pipes / Drains | N.A | Pipes | Pipe | N.A | Pipe | MEP | IfcPipeSegment | *RAINWATEROUTLET | N.A | N.A | N.A | N.A | N.A | N.A | N.A
NEA | Pipes / Drains | N.A | Pipes | Pipe | N.A | Pipe | MEP | IfcPipeSegment | *FLARESTACK | N.A | N.A | N.A | N.A | N.A | N.A | N.A
PUB | Pipes / Drains | N.A | Pipe Fittings | Pipe Fitting | N.A | Pipe Accessory | MEP | IfcPipeFitting | *DRAINCHANNELBEND | N.A | N.A | N.A | N.A | N.A | N.A | N.A
URA | Planter Box | N.A | Furniture | Object | N.A | Furniture | ARC | IfcFurniture | *PLANTERBOX | N.A | N.A | N.A | N.A | N.A | N.A | N.A
NPARKS | Planting Area | Approved Soil Mixture | Toposolid | Mesh | N.A | Mesh | ARC | IfcGeographicElement | *PLANTINGAREAS | SGPset_GeographicElement | ApprovedSoilMixture | Boolean | N.A | N.A | TRUE/FALSE | N.A
NPARKS | Planting Area | Area | Toposolid | Mesh | N.A | Mesh | ARC | IfcGeographicElement | *PLANTINGAREAS | SGPset_GeographicElementDimension | Area | Area | m2 | N.A | N.A | N.A
NPARKS | Planting Area | Carpark Provision | Toposolid | Mesh | N.A | Mesh | ARC | IfcGeographicElement | *PLANTINGAREAS | SGPset_GeographicElement | CarparkProvision | Boolean | N.A | N.A | TRUE/FALSE | N.A
NPARKS | Planting Area | Compensated | Toposolid | Mesh | N.A | Mesh | ARC | IfcGeographicElement | *PLANTINGAREAS | SGPset_GeographicElement | Compensated | Boolean | N.A | N.A | TRUE/FALSE | N.A
NPARKS | Planting Area | Status | Toposolid | Mesh | N.A | Mesh | ARC | IfcGeographicElement | *PLANTINGAREAS | SGPset_GeographicElement | Status | Label | N.A | N.A | N.A | N.A
NPARKS | Planting Area | Encroachment | Toposolid | Mesh | N.A | Mesh | ARC | IfcGeographicElement | *PLANTINGAREAS | SGPset_GeographicElement | Encroachment | Boolean | N.A | N.A | TRUE/FALSE | N.A
NPARKS | Planting Area | Turf | Toposolid | Mesh | N.A | Mesh | ARC | IfcGeographicElement | *PLANTINGAREAS | SGPset_GeographicElement | Turf | Boolean | N.A | N.A | TRUE/FALSE | N.A
NPARKS | Planting Area | Turf Species | Toposolid | Mesh | N.A | Mesh | ARC | IfcGeographicElement | *PLANTINGAREAS | SGPset_GeographicElement | TurfSpecies | Label | N.A | N.A | N.A | N.A
NParks | Planting Trough | N.A | Generic Models | Object | N.A | Object | ARC | IfcBuildingElementProxy | *LANDSCAPE_PLANTINGTROUGH | N.A | N.A | N.A | N.A | N.A | N.A | N.A
NEA | Pollution Control | N.A | Generic Models | Object | N.A | Object | ARC | IfcUnitaryEquipment | *AIRIMPURITIESSENSOR | Please refer to property sets below | Please refer to properties below | N.A | N.A | N.A | N.A | N.A
NEA | Pollution Control | N.A | Generic Models | Object | N.A | Object | ARC | IfcUnitaryEquipment | *FUELBURNINGEQUIPMENT | Please refer to property sets below | Please refer to properties below | N.A | N.A | N.A | N.A | N.A
NEA | Pollution Control | N.A | Generic Models | Object | N.A | Object | ARC | IfcUnitaryEquipment | *INCINERATOR | Please refer to property sets below | Please refer to properties below | N.A | N.A | N.A | N.A | N.A
NEA | Pollution Control | N.A | Generic Models | Object | N.A | Object | ARC | IfcUnitaryEquipment | *POLLUTIONCONTROLEQUIPMENT | Please refer to property sets below | Please refer to properties below | N.A | N.A | N.A | N.A | N.A
NEA | Pollution Control | Air Impurities Ammonia And Ammonium | Generic Models | Object | N.A | Object | ARC | IfcUnitaryEquipment | All subtypes listed in COP | SGPset_UnitaryEquipment | AI_AmmoniaAndAmmonium | Label | N.A | N.A | N.A | N.A
NEA | Pollution Control | Air Impurities Antimony | Generic Models | Object | N.A | Object | ARC | IfcUnitaryEquipment | All subtypes listed in COP | SGPset_UnitaryEquipment | AI_Antimony | Label | N.A | N.A | N.A | N.A
NEA | Pollution Control | Air Impurities Arsenic | Generic Models | Object | N.A | Object | ARC | IfcUnitaryEquipment | All subtypes listed in COP | SGPset_UnitaryEquipment | AI_Arsenic | Label | N.A | N.A | N.A | N.A
NEA | Pollution Control | Air Impurities Benzene | Generic Models | Object | N.A | Object | ARC | IfcUnitaryEquipment | All subtypes listed in COP | SGPset_UnitaryEquipment | AI_Benzene | Label | N.A | N.A | N.A | N.A
NEA | Pollution Control | Air Impurities Cadmium | Generic Models | Object | N.A | Object | ARC | IfcUnitaryEquipment | All subtypes listed in COP | SGPset_UnitaryEquipment | AI_Cadmium | Label | N.A | N.A | N.A | N.A
NEA | Pollution Control | Air Impurities Carbon Monoxide | Generic Models | Object | N.A | Object | ARC | IfcUnitaryEquipment | All subtypes listed in COP | SGPset_UnitaryEquipment | AI_CarbonMonoxide | Label | N.A | N.A | N.A | N.A
NEA | Pollution Control | Air Impurities Chlorine | Generic Models | Object | N.A | Object | ARC | IfcUnitaryEquipment | All subtypes listed in COP | SGPset_UnitaryEquipment | AI_Chlorine | Label | N.A | N.A | N.A | N.A
NEA | Pollution Control | Air Impurities Copper | Generic Models | Object | N.A | Object | ARC | IfcUnitaryEquipment | All subtypes listed in COP | SGPset_UnitaryEquipment | AI_Copper | Label | N.A | N.A | N.A | N.A
NEA | Pollution Control | Air Impurities Dioxins and Furans | Generic Models | Object | N.A | Object | ARC | IfcUnitaryEquipment | All subtypes listed in COP | SGPset_UnitaryEquipment | AI_DioxinsAndFurans | Label | N.A | N.A | N.A | N.A
NEA | Pollution Control | Air Impurities Ethylene Oxide | Generic Models | Object | N.A | Object | ARC | IfcUnitaryEquipment | All subtypes listed in COP | SGPset_UnitaryEquipment | AI_EthyleneOxide | Label | N.A | N.A | N.A | N.A
NEA | Pollution Control | Air Impurities Flourine And Hydrofluoric Acid | Generic Models | Object | N.A | Object | ARC | IfcUnitaryEquipment | All subtypes listed in COP | SGPset_UnitaryEquipment | AI_FlourineAndHydrofluoricAcid | Label | N.A | N.A | N.A | N.A
NEA | Pollution Control | Air Impurities Formaldehyde | Generic Models | Object | N.A | Object | ARC | IfcUnitaryEquipment | All subtypes listed in COP | SGPset_UnitaryEquipment | AI_Formaldehyde | Label | N.A | N.A | N.A | N.A
NEA | Pollution Control | Air Impurities Hydrogen Chloride | Generic Models | Object | N.A | Object | ARC | IfcUnitaryEquipment | All subtypes listed in COP | SGPset_UnitaryEquipment | AI_HydrogenChloride | Label | N.A | N.A | N.A | N.A
NEA | Pollution Control | Air Impurities Hydrogen Sulphide | Generic Models | Object | N.A | Object | ARC | IfcUnitaryEquipment | All subtypes listed in COP | SGPset_UnitaryEquipment | AI_HydrogenSulphide | Label | N.A | N.A | N.A | N.A
NEA | Pollution Control | Air Impurities Lead | Generic Models | Object | N.A | Object | ARC | IfcUnitaryEquipment | All subtypes listed in COP | SGPset_UnitaryEquipment | AI_Lead | Label | N.A | N.A | N.A | N.A
NEA | Pollution Control | Air Impurities Mercury | Generic Models | Object | N.A | Object | ARC | IfcUnitaryEquipment | All subtypes listed in COP | SGPset_UnitaryEquipment | AI_Mercury | Label | N.A | N.A | N.A | N.A
NEA | Pollution Control | Air Impurities Oxides Of Nitrogen | Generic Models | Object | N.A | Object | ARC | IfcUnitaryEquipment | All subtypes listed in COP | SGPset_UnitaryEquipment | AI_OxidesOfNitrogen | Label | N.A | N.A | N.A | N.A
NEA | Pollution Control | Air Impurities Particulate Substances | Generic Models | Object | N.A | Object | ARC | IfcUnitaryEquipment | All subtypes listed in COP | SGPset_UnitaryEquipment | AI_ParticulateSubstances | Label | N.A | N.A | N.A | N.A
NEA | Pollution Control | Air Impurities Styrene Monomer | Generic Models | Object | N.A | Object | ARC | IfcUnitaryEquipment | All subtypes listed in COP | SGPset_UnitaryEquipment | AI_StyreneMonomer | Label | N.A | N.A | N.A | N.A
NEA | Pollution Control | Air Impurities Sulphur Dioxide | Generic Models | Object | N.A | Object | ARC | IfcUnitaryEquipment | All subtypes listed in COP | SGPset_UnitaryEquipment | AI_SulphurDioxide | Label | N.A | N.A | N.A | N.A
NEA | Pollution Control | Air Impurities Sulphur Trioxide And Acid Gases | Generic Models | Object | N.A | Object | ARC | IfcUnitaryEquipment | All subtypes listed in COP | SGPset_UnitaryEquipment | AI_SulphurTrioxideAndAcidGases | Label | N.A | N.A | N.A | N.A
NEA | Pollution Control | Air Impurities Sulphur Trioxide Or Sulphuric Acid Mist | Generic Models | Object | N.A | Object | ARC | IfcUnitaryEquipment | All subtypes listed in COP | SGPset_UnitaryEquipment | AI_SulphurTrioxideOrSulphuricAcidMist | Label | N.A | N.A | N.A | N.A
NEA | Pollution Control | Air Impurities Vinyl Chloride Monomer | Generic Models | Object | N.A | Object | ARC | IfcUnitaryEquipment | All subtypes listed in COP | SGPset_UnitaryEquipment | AI_VinylChlorideMonomer | Label | N.A | N.A | N.A | N.A
NEA | Pollution Control | Trade Effluent Discharge Arsenic | Generic Models | Object | N.A | Object | ARC | IfcUnitaryEquipment | All subtypes listed in COP | SGPset_UnitaryEquipment | TED_Arsenic | Label | N.A | N.A | N.A | N.A
NEA | Pollution Control | Trade Effluent Discharge Barium | Generic Models | Object | N.A | Object | ARC | IfcUnitaryEquipment | All subtypes listed in COP | SGPset_UnitaryEquipment | TED_Barium | Label | N.A | N.A | N.A | N.A
NEA | Pollution Control | Trade Effluent Discharge Beryllium | Generic Models | Object | N.A | Object | ARC | IfcUnitaryEquipment | All subtypes listed in COP | SGPset_UnitaryEquipment | TED_Beryllium | Label | N.A | N.A | N.A | N.A
NEA | Pollution Control | Trade Effluent Discharge Biochemical Oxygen Demand | Generic Models | Object | N.A | Object | ARC | IfcUnitaryEquipment | All subtypes listed in COP | SGPset_UnitaryEquipment | TED_BiochemicalOxygenDemand | Label | N.A | N.A | N.A | N.A
NEA | Pollution Control | Trade Effluent Discharge Boron | Generic Models | Object | N.A | Object | ARC | IfcUnitaryEquipment | All subtypes listed in COP | SGPset_UnitaryEquipment | TED_Boron | Label | N.A | N.A | N.A | N.A
NEA | Pollution Control | Trade Effluent Discharge Cadmium | Generic Models | Object | N.A | Object | ARC | IfcUnitaryEquipment | All subtypes listed in COP | SGPset_UnitaryEquipment | TED_Cadmium | Label | N.A | N.A | N.A | N.A
NEA | Pollution Control | Trade Effluent Discharge Calcium | Generic Models | Object | N.A | Object | ARC | IfcUnitaryEquipment | All subtypes listed in COP | SGPset_UnitaryEquipment | TED_Calcium | Label | N.A | N.A | N.A | N.A
NEA | Pollution Control | Trade Effluent Discharge Chemical Oxygen Demand | Generic Models | Object | N.A | Object | ARC | IfcUnitaryEquipment | All subtypes listed in COP | SGPset_UnitaryEquipment | TED_ChemicalOxygenDemand | Label | N.A | N.A | N.A | N.A
NEA | Pollution Control | Trade Effluent Discharge Chloride | Generic Models | Object | N.A | Object | ARC | IfcUnitaryEquipment | All subtypes listed in COP | SGPset_UnitaryEquipment | TED_Chloride | Label | N.A | N.A | N.A | N.A
NEA | Pollution Control | Trade Effluent Discharge Chromium | Generic Models | Object | N.A | Object | ARC | IfcUnitaryEquipment | All subtypes listed in COP | SGPset_UnitaryEquipment | TED_Chromium | Label | N.A | N.A | N.A | N.A
NEA | Pollution Control | Trade Effluent Discharge Colour | Generic Models | Object | N.A | Object | ARC | IfcUnitaryEquipment | All subtypes listed in COP | SGPset_UnitaryEquipment | TED_Colour | Label | N.A | N.A | N.A | N.A
NEA | Pollution Control | Trade Effluent Discharge Copper | Generic Models | Object | N.A | Object | ARC | IfcUnitaryEquipment | All subtypes listed in COP | SGPset_UnitaryEquipment | TED_Copper | Label | N.A | N.A | N.A | N.A
NEA | Pollution Control | Trade Effluent Discharge Cyanide | Generic Models | Object | N.A | Object | ARC | IfcUnitaryEquipment | All subtypes listed in COP | SGPset_UnitaryEquipment | TED_Cyanide | Label | N.A | N.A | N.A | N.A
NEA | Pollution Control | Trade Effluent Discharge Detergent | Generic Models | Object | N.A | Object | ARC | IfcUnitaryEquipment | All subtypes listed in COP | SGPset_UnitaryEquipment | TED_Detergent | Label | N.A | N.A | N.A | N.A
NEA | Pollution Control | Trade Effluent Discharge Grease And Oil | Generic Models | Object | N.A | Object | ARC | IfcUnitaryEquipment | All subtypes listed in COP | SGPset_UnitaryEquipment | TED_GreaseAndOil | Label | N.A | N.A | N.A | N.A
NEA | Pollution Control | Trade Effluent Discharge Iron | Generic Models | Object | N.A | Object | ARC | IfcUnitaryEquipment | All subtypes listed in COP | SGPset_UnitaryEquipment | TED_Iron | Label | N.A | N.A | N.A | N.A
NEA | Pollution Control | Trade Effluent Discharge Lead | Generic Models | Object | N.A | Object | ARC | IfcUnitaryEquipment | All subtypes listed in COP | SGPset_UnitaryEquipment | TED_Lead | Label | N.A | N.A | N.A | N.A
NEA | Pollution Control | Trade Effluent Discharge Magnesium | Generic Models | Object | N.A | Object | ARC | IfcUnitaryEquipment | All subtypes listed in COP | SGPset_UnitaryEquipment | TED_Magnesium | Label | N.A | N.A | N.A | N.A
NEA | Pollution Control | Trade Effluent Discharge Manganese | Generic Models | Object | N.A | Object | ARC | IfcUnitaryEquipment | All subtypes listed in COP | SGPset_UnitaryEquipment | TED_Manganese | Label | N.A | N.A | N.A | N.A
NEA | Pollution Control | Trade Effluent Discharge Mercury | Generic Models | Object | N.A | Object | ARC | IfcUnitaryEquipment | All subtypes listed in COP | SGPset_UnitaryEquipment | TED_Mercury | Label | N.A | N.A | N.A | N.A
NEA | Pollution Control | Trade Effluent Discharge Metals In Total | Generic Models | Object | N.A | Object | ARC | IfcUnitaryEquipment | All subtypes listed in COP | SGPset_UnitaryEquipment | TED_MetalsInTotal | Label | N.A | N.A | N.A | N.A
NEA | Pollution Control | Trade Effluent Discharge Nickel | Generic Models | Object | N.A | Object | ARC | IfcUnitaryEquipment | All subtypes listed in COP | SGPset_UnitaryEquipment | TED_Nickel | Label | N.A | N.A | N.A | N.A
NEA | Pollution Control | Trade Effluent Discharge Nitrate | Generic Models | Object | N.A | Object | ARC | IfcUnitaryEquipment | All subtypes listed in COP | SGPset_UnitaryEquipment | TED_Nitrate | Label | N.A | N.A | N.A | N.A
NEA | Pollution Control | Trade Effluent Discharge Phenolic Compound | Generic Models | Object | N.A | Object | ARC | IfcUnitaryEquipment | All subtypes listed in COP | SGPset_UnitaryEquipment | TED_PhenolicCompound | Label | N.A | N.A | N.A | N.A
NEA | Pollution Control | Trade Effluent Discharge Phosphate | Generic Models | Object | N.A | Object | ARC | IfcUnitaryEquipment | All subtypes listed in COP | SGPset_UnitaryEquipment | TED_Phosphate | Label | N.A | N.A | N.A | N.A
NEA | Pollution Control | Trade Effluent Discharge PH Value | Generic Models | Object | N.A | Object | ARC | IfcUnitaryEquipment | All subtypes listed in COP | SGPset_UnitaryEquipment | TED_PHValue | Label | N.A | N.A | N.A | N.A
NEA | Pollution Control | Trade Effluent Discharge Selenium | Generic Models | Object | N.A | Object | ARC | IfcUnitaryEquipment | All subtypes listed in COP | SGPset_UnitaryEquipment | TED_Selenium | Label | N.A | N.A | N.A | N.A
NEA | Pollution Control | Trade Effluent Discharge Silver | Generic Models | Object | N.A | Object | ARC | IfcUnitaryEquipment | All subtypes listed in COP | SGPset_UnitaryEquipment | TED_Silver | Label | N.A | N.A | N.A | N.A
NEA | Pollution Control | Trade Effluent Discharge Sulphate | Generic Models | Object | N.A | Object | ARC | IfcUnitaryEquipment | All subtypes listed in COP | SGPset_UnitaryEquipment | TED_Sulphate | Label | N.A | N.A | N.A | N.A
NEA | Pollution Control | Trade Effluent Discharge Sulphide | Generic Models | Object | N.A | Object | ARC | IfcUnitaryEquipment | All subtypes listed in COP | SGPset_UnitaryEquipment | TED_Sulphide | Label | N.A | N.A | N.A | N.A
NEA | Pollution Control | Trade Effluent Discharge Temperature Of Discharge | Generic Models | Object | N.A | Object | ARC | IfcUnitaryEquipment | All subtypes listed in COP | SGPset_UnitaryEquipment | TED_TemperatureOfDischarge | Label | N.A | N.A | N.A | N.A
NEA | Pollution Control | Trade Effluent Discharge Tin | Generic Models | Object | N.A | Object | ARC | IfcUnitaryEquipment | All subtypes listed in COP | SGPset_UnitaryEquipment | TED_Tin | Label | N.A | N.A | N.A | N.A
NEA | Pollution Control | Trade Effluent Discharge Total Dissolved Solid | Generic Models | Object | N.A | Object | ARC | IfcUnitaryEquipment | All subtypes listed in COP | SGPset_UnitaryEquipment | TED_TotalDissolvedSolid | Label | N.A | N.A | N.A | N.A
NEA | Pollution Control | Trade Effluent Discharge Total Suspended Solid | Generic Models | Object | N.A | Object | ARC | IfcUnitaryEquipment | All subtypes listed in COP | SGPset_UnitaryEquipment | TED_TotalSuspendedSolid | Label | N.A | N.A | N.A | N.A
NEA | Pollution Control | Trade Effluent Discharge Zinc | Generic Models | Object | N.A | Object | ARC | IfcUnitaryEquipment | All subtypes listed in COP | SGPset_UnitaryEquipment | TED_Zinc | Label | N.A | N.A | N.A | N.A
BCA | Prefabricated Building Systems and MEP Components | N.A | Rooms | Zone | N.A | Space | ARC | IfcSpace | *PREFABRICATEDPUMPSKID | Please refer to property sets below | Please refer to properties below | N.A | N.A | N.A | N.A | N.A
BCA | Prefabricated Building Systems and MEP Components | N.A | Rooms | Zone | N.A | Space | ARC | IfcSpace | *PREFABRICATEDBATHROOMUNIT | Please refer to property sets below | Please refer to properties below | N.A | N.A | N.A | N.A | N.A
BCA | Prefabricated Building Systems and MEP Components | N.A | Rooms | Zone | N.A | Space | ARC | IfcSpace | *PREFABRICATEDANDPREFINISHEDWALL | Please refer to property sets below | Please refer to properties below | N.A | N.A | N.A | N.A | N.A
BCA | Prefabricated Building Systems and MEP Components | N.A | Rooms | Zone | N.A | Space | ARC | IfcSpace | *PREFABRICATEDANDPREFINISHEDFLOOR | Please refer to property sets below | Please refer to properties below | N.A | N.A | N.A | N.A | N.A
BCA | Prefabricated Building Systems and MEP Components | N.A | Rooms | Zone | N.A | Space | ARC | IfcSpace | *PREFABRICATEDANDPREFINISHEDCEILING | Please refer to property sets below | Please refer to properties below | N.A | N.A | N.A | N.A | N.A
BCA | Prefabricated Building Systems and MEP Components | N.A | Rooms | Zone | N.A | Space | ARC | IfcSpace | *PRECASTEXTERNALWALLWITHCAST-INWINDOWS | Please refer to property sets below | Please refer to properties below | N.A | N.A | N.A | N.A | N.A
BCA | Prefabricated Building Systems and MEP Components | N.A | Rooms | Zone | N.A | Space | ARC | IfcSpace | *PREFABRICATEDMEPVERTICALMODULE | Please refer to property sets below | Please refer to properties below | N.A | N.A | N.A | N.A | N.A
BCA | Prefabricated Building Systems and MEP Components | N.A | Rooms | Zone | N.A | Space | ARC | IfcSpace | *PREFABRICATEDMEPPLANTMODULE | Please refer to property sets below | Please refer to properties below | N.A | N.A | N.A | N.A | N.A
BCA | Prefabricated Building Systems and MEP Components | N.A | Rooms | Zone | N.A | Space | ARC | IfcSpace | *PREFABRICATEDMEPHORIZONTALMODULE | Please refer to property sets below | Please refer to properties below | N.A | N.A | N.A | N.A | N.A
BCA | Prefabricated Building Systems and MEP Components | Space Name | Rooms | Zone | N.A | Space | ARC | IfcSpace | All subtypes listed in COP | SGPset_Space | SpaceName | Label | N.A | N.A | N.A | Master Bath, Maid Bath, Yard Bath
BCA | Prefabricated Building Systems and MEP Components | Mechanical Connection Type | Rooms | Zone | N.A | Space | ARC | IfcSpace | All subtypes listed in COP | SGPset_Space | MechanicalConnectionType | Label | N.A | N.A | N.A | N.A
BCA | Prefabricated Building Systems and MEP Components | Construction Method | Rooms | Zone | N.A | Space | ARC | IfcSpace | All subtypes listed in COP | SGPset_Space | ConstructionMethod | Label | N.A | N.A | N.A | Prefab, CIS, PC, PBU
BCA | Prefabricated Building Systems and MEP Components | Accreditation MAS | Rooms | Zone | N.A | Space | ARC | IfcSpace | All subtypes listed in COP | SGPset_Space | Accreditation_MAS | Boolean | N.A | N.A | TRUE/FALSE | N.A
BCA | Prefabricated Building Systems and MEP Components | Internal Length | Rooms | Zone | N.A | Space | ARC | IfcSpace | All subtypes listed in COP | SGPset_SpaceDimension | InternalLength | Length | mm | N.A | N.A | N.A
BCA | Prefabricated Building Systems and MEP Components | Internal Width | Rooms | Zone | N.A | Space | ARC | IfcSpace | All subtypes listed in COP | SGPset_SpaceDimension | InternalWidth | Length | mm | N.A | N.A | N.A
BCA | Prefabricated Building Systems and MEP Components | Is Common | Generic Models | Object | N.A | Object | MEP | IfcDiscreteAccessory | *PIPESUPPORT | SGPset_DiscreteAccessory | IsCommon | Boolean | N.A | N.A | TRUE/FALSE | N.A
BCA | Prefabricated Building Systems and MEP Components | System Name | Generic Models | Object | N.A | Object | MEP | IfcDiscreteAccessory | *PIPESUPPORT | SGPset_DiscreteAccessory | SystemName | Label | N.A | N.A | N.A | N.A
BCA | Prefabricated Building Systems and MEP Components | System Type | Generic Models | Object | N.A | Object | MEP | IfcDiscreteAccessory | *PIPESUPPORT | SGPset_DiscreteAccessory | SystemType | Label | N.A | N.A | Chilled Water | N.A
BCA | Prefabricated Building Systems and MEP Components | Construction Method | Walls | Wall | Panel | Wall | ARC | IfcWall | N.A | SGPset_Wall | ConstructionMethod | Label | N.A | N.A | Refer to list^ | N.A
BCA | Prefabricated Building Systems and MEP Components | Thickness | Walls | Wall | Panel | Wall | ARC | IfcWall | N.A | SGPset_WallDimension | Thickness | Length | mm | N.A | N.A | 300
BCA | Prefabricated Building Systems and MEP Components | Construction Method | Floors | Slab | Concrete Slab | Slab | STR | IfcSlab | N.A | SGPset_Slab | ConstructionMethod | Label | N.A | N.A | Refer to list^ | N.A
BCA | Prefabricated Building Systems and MEP Components | Thickness | Floors | Slab | Concrete Slab | Slab | STR | IfcSlab | N.A | SGPset_WallDimension | Thickness | Length | mm | N.A | N.A | N.A
BCA | Prefabricated Building Systems and MEP Components | N.A | Pipe Fittings | Pipe Fitting | N.A | Pipe Accessory | MEP | IfcPipeFitting | RIGIDSEGMENT | Please refer to property sets below | Please refer to properties below | N.A | N.A | N.A | N.A | N.A
BCA | Prefabricated Building Systems and MEP Components | N.A | Pipe Fittings | Pipe Fitting | N.A | Pipe Accessory | MEP | IfcPipeFitting | FLEXIBLESEGMENT | Please refer to property sets below | Please refer to properties below | N.A | N.A | N.A | N.A | N.A
BCA | Prefabricated Building Systems and MEP Components | System Name | Pipe Fittings | Pipe Fitting | N.A | Pipe Accessory | MEP | IfcPipeFitting | All subtypes listed in COP | SGPset_PipeFitting | SystemName | Label | N.A | N.A | N.A | N.A
BCA | Prefabricated Building Systems and MEP Components | System Type | Pipe Fittings | Pipe Fitting | N.A | Pipe Accessory | MEP | IfcPipeFitting | All subtypes listed in COP | SGPset_PipeFitting | SystemType | Label | N.A | N.A | Chilled Water | N.A
BCA | Prefabricated Building Systems and MEP Components | Construction Method | Pipe Fittings | Pipe Fitting | N.A | Pipe Accessory | MEP | IfcPipeFitting | All subtypes listed in COP | SGPset_PipeFitting | ConstructionMethod | Label | N.A | N.A | N.A | N.A
BCA | Prefabricated Building Systems and MEP Components | Pre-insulated | Pipe Fittings | Pipe Fitting | N.A | Pipe Accessory | MEP | IfcPipeFitting | All subtypes listed in COP | SGPset_PipeFitting | PreInsulated | Boolean | N.A | N.A | TRUE/FALSE | N.A
BCA | Prefabricated Building Systems and MEP Components | N.A | Pipes | Pipe | N.A | Pipe | MEP | IfcPipeSegment | RIGIDSEGMENT | Please refer to property sets below | Please refer to properties below | N.A | N.A | N.A | N.A | N.A
BCA | Prefabricated Building Systems and MEP Components | N.A | Pipes | Pipe | N.A | Pipe | MEP | IfcPipeSegment | FLEXIBLESEGMENT | Please refer to property sets below | Please refer to properties below | N.A | N.A | N.A | N.A | N.A
BCA | Prefabricated Building Systems and MEP Components | System Name | Pipes | Pipe | N.A | Pipe | MEP | IfcPipeSegment | All subtypes listed in COP | SGPset_PipeSegment | SystemName | Label | N.A | N.A | N.A | N.A
BCA | Prefabricated Building Systems and MEP Components | System Type | Pipes | Pipe | N.A | Pipe | MEP | IfcPipeSegment | All subtypes listed in COP | SGPset_PipeSegment | SystemType | Label | N.A | N.A | Chilled Water | N.A
BCA | Prefabricated Building Systems and MEP Components | Construction Method | Pipes | Pipe | N.A | Pipe | MEP | IfcPipeSegment | All subtypes listed in COP | SGPset_PipeSegment | ConstructionMethod | Label | N.A | N.A | N.A | N.A
BCA | Prefabricated Building Systems and MEP Components | Pre-insulated | Pipes | Pipe | N.A | Pipe | MEP | IfcPipeSegment | All subtypes listed in COP | SGPset_PipeSegment | PreInsulated | Boolean | N.A | N.A | TRUE/FALSE | N.A
BCA | Prefabricated Building Systems and MEP Components | N.A | Duct Fittings | Duct Fitting | N.A | Duct Accessory | MEP | IfcDuctFitting | RIGIDSEGMENT | Please refer to property sets below | Please refer to properties below | N.A | N.A | N.A | N.A | N.A
BCA | Prefabricated Building Systems and MEP Components | N.A | Duct Fittings | Duct Fitting | N.A | Duct Accessory | MEP | IfcDuctFitting | FLEXIBLESEGMENT | Please refer to property sets below | Please refer to properties below | N.A | N.A | N.A | N.A | N.A
BCA | Prefabricated Building Systems and MEP Components | System Name | Duct Fittings | Duct Fitting | N.A | Duct Accessory | MEP | IfcDuctFitting | All subtypes listed in COP | SGPset_DuctFitting | SystemName | Label | N.A | N.A | N.A | N.A
BCA | Prefabricated Building Systems and MEP Components | System Type | Duct Fittings | Duct Fitting | N.A | Duct Accessory | MEP | IfcDuctFitting | All subtypes listed in COP | SGPset_DuctFitting | SystemType | Label | N.A | N.A | Chilled Water | N.A
BCA | Prefabricated Building Systems and MEP Components | Construction Method | Duct Fittings | Duct Fitting | N.A | Duct Accessory | MEP | IfcDuctFitting | All subtypes listed in COP | SGPset_DuctFitting | ConstructionMethod | Label | N.A | N.A | N.A | N.A
BCA | Prefabricated Building Systems and MEP Components | Pre-insulated | Duct Fittings | Duct Fitting | N.A | Duct Accessory | MEP | IfcDuctFitting | All subtypes listed in COP | SGPset_DuctFitting | PreInsulated | Boolean | N.A | N.A | TRUE/FALSE | N.A
BCA | Prefabricated Building Systems and MEP Components | N.A | Ducts | Duct | N.A | Duct | MEP | IfcDuctSegment | RIGIDSEGMENT | Please refer to property sets below | Please refer to properties below | N.A | N.A | N.A | N.A | N.A
BCA | Prefabricated Building Systems and MEP Components | N.A | Ducts | Duct | N.A | Duct | MEP | IfcDuctSegment | FLEXIBLESEGMENT | Please refer to property sets below | Please refer to properties below | N.A | N.A | N.A | N.A | N.A
BCA | Prefabricated Building Systems and MEP Components | System Name | Ducts | Duct | N.A | Duct | MEP | IfcDuctSegment | All subtypes listed in COP | SGPset_DuctSegment | SystemName | Label | N.A | N.A | N.A | N.A
BCA | Prefabricated Building Systems and MEP Components | System Type | Ducts | Duct | N.A | Duct | MEP | IfcDuctSegment | All subtypes listed in COP | SGPset_DuctSegment | SystemType | Label | N.A | N.A | Chilled Water | N.A
BCA | Prefabricated Building Systems and MEP Components | Construction Method | Ducts | Duct | N.A | Duct | MEP | IfcDuctSegment | All subtypes listed in COP | SGPset_DuctSegment | ConstructionMethod | Label | N.A | N.A | N.A | N.A
BCA | Prefabricated Building Systems and MEP Components | Pre-insulated | Ducts | Duct | N.A | Duct | MEP | IfcDuctSegment | All subtypes listed in COP | SGPset_DuctSegment | PreInsulated | Boolean | N.A | N.A | TRUE/FALSE | N.A
PUB | Pump | Capacity | Mechanical Equipment | Flow Equipment | N.A | Pump | MEP | IfcPump | SUMPPUMP | SGPset_Pump | Capacity | VolumetricFlowRate | L/s or m3/s | N.A | N.A | 1L/s or 1m3/s
PUB | Pump | Duty | Mechanical Equipment | Flow Equipment | N.A | Pump | MEP | IfcPump | SUMPPUMP | SGPset_Pump | Duty | Boolean | N.A | N.A | TRUE/FALSE | N.A
PUB | Pump | Pump Head | Mechanical Equipment | Flow Equipment | N.A | Pump | MEP | IfcPump | SUMPPUMP | SGPset_Pump | PumpHead | Label | m | N.A | N.A | 1, 2
PUB | Pump | Standby Pump | Mechanical Equipment | Flow Equipment | N.A | Pump | MEP | IfcPump | SUMPPUMP | SGPset_Pump | Standby | Boolean | N.A | N.A | TRUE/FALSE | N.A
PUB | Pump | N.A | Mechanical Equipment | Flow Equipment | N.A | Pump | MEP | IfcPump | N.A | N.A | N.A | N.A | N.A | N.A | N.A | N.A
SCDF | Pump | N.A | Mechanical Equipment | Flow Equipment | N.A | Pump | MEP | IfcPump | N.A | N.A | N.A | N.A | N.A | N.A | N.A | N.A
URA | Pump | N.A | Mechanical Equipment | Flow Equipment | N.A | Pump | MEP | IfcPump | N.A | N.A | N.A | N.A | N.A | N.A | N.A | N.A
URA | Racking System | N.A | Furniture | Object | N.A | Furniture | ARC | IfcFurniture | *RACK | N.A | N.A | N.A | N.A | N.A | N.A | N.A
BCA | Railing | N.A | Railings | Railing | N.A | Railing | ARC | IfcRailing | GUARDRAIL | Please refer to property sets below | Please refer to properties below | N.A | N.A | N.A | N.A | N.A
BCA | Railing | N.A | Railings | Railing | Component | Railing | STR | IfcRailing | *BOLLARD | Please refer to property sets below | Please refer to properties below | N.A | N.A | N.A | N.A | N.A
BCA | Railing | N.A | Railings | Railing | Component | Railing | ARC | IfcRailing | N.A | Please refer to property sets below | Please refer to properties below | N.A | N.A | N.A | N.A | N.A
BCA | Railing | Height | Railings | Railing | Component | Railing | ARC | IfcRailing | All subtypes listed in COP | SGPset_RailingDimension | Height | Length | mm | N.A | Any positive number | 1000
BCA | Railing | Material | Railings | Railing | Component | Railing | STR | IfcRailing | All subtypes listed in COP | SGPset_Material | Material | Label | N.A | Name | N.A | N.A
BCA | Railing | Safety Barrier | Railings | Railing | Component | Railing | ARC | IfcRailing | All subtypes listed in COP | SGPset_Railing | SafetyBarrier | Boolean | N.A | N.A | TRUE/FALSE | N.A
BCA | Railing | Type of Barrier | Railings | Railing | Component | Railing | ARC | IfcRailing | All subtypes listed in COP | SGPset_Railing | TypeOfBarrier | Label | N.A | N.A | N.A | N.A
BCA | Railing | Is Laminated | Railings | Railing | Component | Railing | ARC | IfcRailing | All subtypes listed in COP | SGPset_Railing | IsLaminated | Boolean | N.A | N.A | TRUE/FALSE | N.A
LTA | Ramp | Curved Ramp | Ramps | Ramp | Item | Object | ARC | IfcRamp | *CURVEDRAMP | Please refer to property sets below | Please refer to properties below | N.A | N.A | N.A | N.A | N.A
BCA | Ramp | Flared Kerb Ramp | Ramps | Ramp | Item | Object | ARC | IfcRamp | *FLAREDKERBRAMP | Please refer to property sets below | Please refer to properties below | N.A | N.A | N.A | N.A | N.A
BCA | Ramp | Straight Run Ramp | Ramps | Ramp | Item | Object | ARC | IfcRamp | STRAIGHT_RUN_RAMP | Please refer to property sets below | Please refer to properties below | N.A | N.A | N.A | N.A | N.A
LTA | Ramp | Straight Run Ramp | Ramps | Ramp | Item | Object | ARC | IfcRamp | STRAIGHT_RUN_RAMP | Please refer to property sets below | Please refer to properties below | N.A | N.A | N.A | N.A | N.A
BCA | Ramp | Gradient | Ramps | Ramp | Item | Object | ARC | IfcRamp | All subtypes listed in COP | SGPset_RampDimension | Gradient | Label | N.A | N.A | N.A | N.A
LTA | Ramp | Gradient | Ramps | Ramp | Item | Object | ARC | IfcRamp | All subtypes listed in COP | SGPset_RampDimension | Gradient | Label | N.A | N.A | N.A | N.A
BCA | Ramp | Width | Ramps | Ramp | Item | Object | ARC | IfcRamp | All subtypes listed in COP | SGPset_RampDimension | Width | Length | mm | N.A | N.A | N.A
LTA | Ramp | Width | Ramps | Ramp | Item | Object | ARC | IfcRamp | All subtypes listed in COP | SGPset_RampDimension | Width | Length | mm | N.A | N.A | N.A
BCA | Ramp | Barrier Free Accessibility | Ramps | Ramp | Item | Object | ARC | IfcRamp | All subtypes listed in COP | SGPset_Ramp | BarrierFreeAccessibility | Boolean | N.A | N.A | TRUE/FALSE | N.A
LTA | Ramp | Transition Ramp | Ramps | Ramp | Item | Object | ARC | IfcRamp | All subtypes listed in COP | SGPset_Ramp | TransitionRamp | Boolean | N.A | N.A | TRUE/FALSE | N.A
LTA | Ramp | Accessway | Ramps | Ramp | Item | Object | ARC | IfcRamp | All subtypes listed in COP | SGPset_Ramp | Accessway | Boolean | N.A | N.A | TRUE/FALSE | N.A
LTA | Ramp | Egress | Ramps | Ramp | Item | Object | ARC | IfcRamp | All subtypes listed in COP | SGPset_Ramp | Egress | Boolean | N.A | N.A | TRUE/FALSE | N.A
LTA | Ramp | Ingress | Ramps | Ramp | Item | Object | ARC | IfcRamp | All subtypes listed in COP | SGPset_Ramp | Ingress | Boolean | N.A | N.A | TRUE/FALSE | N.A
LTA | Ramp | Vehicular | Ramps | Ramp | Item | Object | ARC | IfcRamp | All subtypes listed in COP | SGPset_Ramp | Vehicular | Boolean | N.A | N.A | TRUE/FALSE | N.A
LTA | Ramp | Material | Ramps | Ramp | Item | Object | ARC | IfcRamp | All subtypes listed in COP | SGPset_Material | Material | Label | N.A | N.A | N.A | TRUE/FALSE
BCA | Refuse Chute / Recyclables Chute | Space Name | Rooms | Zone | N.A | Space | ARC | IfcSpace | SPACE | SGPset_Space | SpaceName | Label | N.A | N.A | Refuse Chute, Recyclables Chute | N.A
BCA | Refuse Chute / Recyclables Chute | Construction Method | Model Groups | IFC Assignments | N.A | System | ARC | IfcSpace | SPACE | SGPset_Space | ConstructionMethod | Label | N.A | N.A | PC ¦ Prefab ¦ CIS¦ PBU ¦ PPVC | N.A
BCA | Refuse Chute / Recyclables Chute | Inner Length | Model Groups | IFC Assignments | N.A | System | ARC | IfcSpace | SPACE | SGPset_SpaceDimension | InnerLength | Length | mm | N.A | N.A | N.A
BCA | Refuse Chute / Recyclables Chute | Inner Width | Model Groups | IFC Assignments | N.A | System | ARC | IfcSpace | SPACE | SGPset_SpaceDimension | InnerWidth | Length | mm | N.A | N.A | N.A
BCA | Refuse Chute / Recyclables Chute | Outer Length | Model Groups | IFC Assignments | N.A | System | ARC | IfcSpace | SPACE | SGPset_SpaceDimension | OuterLength | Length | mm | N.A | N.A | N.A
BCA | Refuse Chute / Recyclables Chute | Outer Width | Model Groups | IFC Assignments | N.A | System | ARC | IfcSpace | SPACE | SGPset_SpaceDimension | OuterWidth | Length | mm | N.A | N.A | N.A
BCA | Refuse Chute / Recyclables Chute | Chamfer Radius | Model Groups | IFC Assignments | N.A | System | ARC | IfcSpace | SPACE | SGPset_SpaceDimension | ChamferRadius | Length | mm | N.A | N.A | N.A
NEA | Refuse Chute / Recyclables Chute | Construction Method | Walls | Wall | Panel | Wall | ARC | IfcWall | *REFUSECHUTE | SGPset_Wall | ConstructionMethod | Label | N.A | N.A | CIS ¦ PC ¦ PT (Pre) ¦ PT (Post) ¦ PF ¦ PPVC | N.A
NEA | Refuse Chute / Recyclables Chute | N.A | Mechanical Equipment | Object | N.A | Object | MEP | IfcTank | *REFUSECONTAINER | Please refer to property sets below | Please refer to properties below | N.A | N.A | N.A | N.A | N.A
NEA | Refuse Chute / Recyclables Chute | N.A | Mechanical Equipment | Object | N.A | Object | MEP | IfcTank | *REFUSECOMPACTOR | Please refer to property sets below | Please refer to properties below | N.A | N.A | N.A | N.A | N.A
NEA | Refuse Chute / Recyclables Chute | N.A | Mechanical Equipment | Object | N.A | Object | MEP | IfcTank | *RECYCLABLECONTAINER | Please refer to property sets below | Please refer to properties below | N.A | N.A | N.A | N.A | N.A
NEA | Refuse Chute / Recyclables Chute | N.A | Mechanical Equipment | Object | N.A | Object | MEP | IfcTank | *RECYCLABLECOMPACTOR | Please refer to property sets below | Please refer to properties below | N.A | N.A | N.A | N.A | N.A
NEA | Refuse Handling Equipment | N.A | Mechanical Equipment | Object | N.A | Object | MEP | IfcTank | *REFUSEHANDLINGEQUIPMENT | Please refer to property sets below | Please refer to properties below | N.A | N.A | N.A | N.A | N.A
NEA | Refuse Handling Equipment | N.A | Mechanical Equipment | Object | N.A | Object | MEP | IfcTank | *REFUSEBIN | Please refer to property sets below | Please refer to properties below | N.A | N.A | N.A | N.A | N.A
NEA | Refuse Handling Equipment | N.A | Mechanical Equipment | Object | N.A | Object | MEP | IfcTank | *RECYCLINGBIN | Please refer to property sets below | Please refer to properties below | N.A | N.A | N.A | N.A | N.A
NEA | Refuse Chute / Recyclables Chute | Compaction Ratio | Mechanical Equipment | Object | N.A | Object | MEP | IfcTank | All subtypes listed in COP | SGPset_Tank | CompactionRatio | Real | N.A | N.A | Any positive number | 2:01
NEA | Refuse Chute / Recyclables Chute | Litre | Mechanical Equipment | Object | N.A | Object | MEP | IfcTank | All subtypes listed in COP | SGPset_Tank | Litre | Real | N.A | N.A | Any positive number | N.A
NEA | Refuse Chute / Recyclables Chute | Colour Code | Mechanical Equipment | Object | N.A | Object | MEP | IfcTank | All subtypes listed in COP | SGPset_Tank | ColourCode | Label | N.A | N.A | N.A | N.A
NEA | Refuse Chute / Recyclables Chute | Base Plate Material | Mechanical Equipment | Object | N.A | Object | MEP | IfcTank | All subtypes listed in COP | SGPset_Material | BasePlateMaterial | Label | N.A | N.A | N.A | N.A
NEA | Refuse Chute / Recyclables Chute | Base Plate Thickness | Mechanical Equipment | Object | N.A | Object | MEP | IfcTank | All subtypes listed in COP | SGPset_Tank | BasePlateThickness | Length | N.A | N.A | N.A | N.A
NEA | Refuse Chute / Recyclables Chute | Tail Gate Orientation | Mechanical Equipment | Object | N.A | Object | MEP | IfcTank | All subtypes listed in COP | SGPset_Tank | TailGateOrientation | Label | N.A | N.A | N.A | N.A
NEA | Refuse Chute / Recyclables Chute | Hoop Up Point | Mechanical Equipment | Object | N.A | Object | MEP | IfcTank | All subtypes listed in COP | SGPset_Tank | HookUpPoint | Label | N.A | N.A | N.A | N.A
NEA | Refuse Handling Equipment | Nominal Capacity | Mechanical Equipment | Object | N.A | Object | MEP | IfcTank | All subtypes listed in COP | Pset_TankTypeCommon | NominalCapacity | Volume | L, m3 | N.A | N.A | 1000 L, 40 m3
NEA | Refuse Handling Equipment | Equipment Type | Mechanical Equipment | Object | N.A | Object | MEP | IfcTank | All subtypes listed in COP | SGPset_Tank | EquipmentType | Label | N.A | N.A | N.A | N.A
NEA | Refuse Chute / Recyclables Chute | N.A | Doors | Door | N.A | Door | ARC | IfcDoor | *ACCESSHATCH | Please refer to property sets below | Please refer to properties below | N.A | N.A | N.A | N.A | N.A
NEA | Refuse Chute / Recyclables Chute | N.A | Doors | Door | N.A | Door | ARC | IfcDoor | *REFUSECHUTEACCESSPANEL | Please refer to property sets below | Please refer to properties below | N.A | N.A | N.A | N.A | N.A
NEA | Refuse Chute / Recyclables Chute | N.A | Doors | Door | N.A | Door | ARC | IfcDoor | *RECYCLABLESCHUTEHOPPER | Please refer to property sets below | Please refer to properties below | N.A | N.A | N.A | N.A | N.A
NEA | Refuse Chute / Recyclables Chute | N.A | Doors | Door | N.A | Door | ARC | IfcDoor | *RECYCLABLESCHUTEACCESSPANEL | Please refer to property sets below | Please refer to properties below | N.A | N.A | N.A | N.A | N.A
NEA | Refuse Chute / Recyclables Chute | N.A | Doors | Door | N.A | Door | ARC | IfcDoor | *REFUSECHUTEHOPPER | Please refer to property sets below | Please refer to properties below | N.A | N.A | N.A | N.A | N.A
NEA | Refuse Chute / Recyclables Chute | Air Tight | Doors | Door | N.A | Door | ARC | IfcDoor | *REFUSECHUTEHOPPER | SGPset_Door | AirTight | Boolean | N.A | N.A | TRUE/FALSE | N.A
NEA | Refuse Chute / Recyclables Chute | Fire Rating | Doors | Door | N.A | Door | ARC | IfcDoor | *REFUSECHUTEHOPPER | Pset_DoorCommon | FireRating | Label | hr | N.A | N.A | 1/2-hr, 1-hr etc.
NEA | Refuse Chute / Recyclables Chute | Self Closing | Doors | Door | N.A | Door | ARC | IfcDoor | *REFUSECHUTEHOPPER | SGPset_Door | SelfClosing | Boolean | N.A | N.A | TRUE/FALSE | N.A
NEA | Refuse Chute / Recyclables Chute | Volume Controlled | Doors | Door | N.A | Door | ARC | IfcDoor | *REFUSECHUTEHOPPER | SGPset_Door | VolumeControlled | Boolean | N.A | N.A | TRUE/FALSE | N.A
NEA | Refuse Chute / Recyclables Chute | Clear Width | Doors | Door | N.A | Door | ARC | IfcDoor | All subtypes listed in COP | SGPset_DoorDimension | ClearHeight | Length | mm | N.A | N.A | N.A
NEA | Refuse Chute / Recyclables Chute | Clear Height | Doors | Door | N.A | Door | ARC | IfcDoor | All subtypes listed in COP | SGPset_DoorDimension | ClearWidth | Length | mm | N.A | N.A | N.A
NEA | Refuse Chute / Recyclables Chute | Structural Width | Doors | Door | N.A | Door | ARC | IfcDoor | All subtypes listed in COP | SGPset_DoorDimension | StructuralWidth | Length | mm | N.A | N.A | 490
NEA | Refuse Chute / Recyclables Chute | Structural Height | Doors | Door | N.A | Door | ARC | IfcDoor | All subtypes listed in COP | SGPset_DoorDimension | StructuralHeight | Length | mm | N.A | N.A | 710
NEA | Refuse Chute / Recyclables Chute | Material | Doors | Door | N.A | Door | ARC | IfcDoor | All subtypes listed in COP | SGPset_Material | Material | Label | N.A | Name | N.A | N.A
NEA | Refuse Chute / Recyclables Chute | Thickness | Doors | Door | N.A | Door | ARC | IfcDoor | All subtypes listed in COP | SGPset_DoorDimension | Thickness | Length | mm | N.A | N.A | N.A
LTA | Road | N.A | Areas | Zone | N.A | Space | ARC | IfcSpace | *PARKINGACCESSWAY | Please refer to property sets below | Please refer to properties below | N.A | N.A | N.A | N.A | N.A
SCDF | Road | N.A | Areas | Zone | N.A | Space | ARC | IfcSpace | *FIREENGINEACCESSROAD | Please refer to property sets below | Please refer to properties below | N.A | N.A | N.A | N.A | N.A
SCDF | Road | N.A | Areas | Zone | N.A | Space | ARC | IfcSpace | *FIREENGINEACCESSWAY | Please refer to property sets below | Please refer to properties below | N.A | N.A | N.A | N.A | N.A
NEA | Road | N.A | Areas | Zone | N.A | Space | ARC | IfcSpace | *VEHICULARSERVICEROAD | Please refer to property sets below | Please refer to properties below | N.A | N.A | N.A | N.A | N.A
SCDF | Road | Loading Capacity | Areas | Zone | N.A | Space | ARC | IfcSpace | All subtypes listed in COP | SGPset_Space | LoadingCapacity | Label | tonnes | N.A | N.A | 30 tonnes
LTA | Road | Material | Areas | Zone | N.A | Space | ARC | IfcSpace | All subtypes listed in COP | SGPset_Material | Material | Label | N.A | Name | N.A | N.A
NEA | Road | Material | Areas | Zone | N.A | Space | ARC | IfcSpace | All subtypes listed in COP | SGPset_Material | Material | Label | N.A | Name | N.A | N.A
SCDF | Road | N.A | Floors | Slab | Slab | Slab | ARC | IfcCivilElement | *DRIVEWAY | Please refer to property sets below | Please refer to properties below | N.A | N.A | N.A | N.A | N.A
LTA | Road | N.A | Floors | Slab | Slab | Slab | ARC | IfcCivilElement | *DRIVEWAY | Please refer to property sets below | Please refer to properties below | N.A | N.A | N.A | N.A | N.A
LTA | Road | N.A | Floors | Slab | Slab | Slab | ARC | IfcCivilElement | *CARRIAGEWAY | Please refer to property sets below | Please refer to properties below | N.A | N.A | N.A | N.A | N.A
LTA | Road | N.A | Floors | Slab | Slab | Slab | ARC | IfcCivilElement | *ROADKERB | Please refer to property sets below | Please refer to properties below | N.A | N.A | N.A | N.A | N.A
SCDF | Road | Loading Capacity | Areas | Zone | N.A | Space | ARC | IfcCivilElement | All subtypes listed in COP | SGPset_CivilElement | LoadingCapacity | Real | Tonnes | N.A | N.A | 30 tonnes
SCDF | Road | Designed Vehicle Mass | Floors | Slab | Slab | Slab | ARC | IfcCivilElement | All subtypes listed in COP | SGPset_CivilElement | DesignedVehicleMass | Real | N.A | N.A | N.A | N.A
LTA | Road | Egress | Floors | Slab | Slab | Slab | ARC | IfcCivilElement | All subtypes listed in COP | SGPset_CivilElement | Ingress | Boolean | N.A | N.A | TRUE/FALSE | N.A
LTA | Road | Ingress | Floors | Slab | Slab | Slab | ARC | IfcCivilElement | All subtypes listed in COP | SGPset_CivilElement | Egress | Boolean | N.A | N.A | TRUE/FALSE | N.A
LTA | Road | Material | Floors | Slab | Slab | Slab | ARC | IfcCivilElement | All subtypes listed in COP | SGPset_Material | Material | Label | N.A | Name | N.A | N.A
LTA | Road | Road Category | Floors | Slab | Slab | Slab | ARC | IfcCivilElement | All subtypes listed in COP | SGPSet_CivilElement | RoadCategory | Label | N.A | N.A | N.A | N.A
LTA | Road | Kerb Type | Floors | Slab | Slab | Slab | ARC | IfcCivilElement | All subtypes listed in COP | SGPset_CivilElement | KerbType | Label | N.A | N.A | N.A | K2A
LTA | Road | Thickness | Floors | Slab | Slab | Slab | ARC | IfcCivilElement | All subtypes listed in COP | SGPset_CivilElementDimension | Thickness | Length | mm | N.A | N.A | N.A
LTA | Road | Height | Floors | Slab | Slab | Slab | ARC | IfcCivilElement | All subtypes listed in COP | SGPset_CivilElementDimension | Height | Length | mm | N.A | N.A | N.A
LTA | Road | N.A | Generic Models | Object | N.A | Object | ARC | IfcBuildingElementProxy | *HUMP | Please refer to property sets below | Please refer to properties below | N.A | N.A | N.A | N.A | N.A
LTA | Road | N.A | Generic Models | Object | N.A | Object | ARC | IfcBuildingElementProxy | *ACCESSPOINT | Please refer to property sets below | Please refer to properties below | N.A | N.A | N.A | N.A | N.A
LTA | Road | Width | Generic Models | Object | N.A | Object | ARC | IfcBuildingElementProxy | All subtypes listed in COP | SGPset_BuildingElementProxyDimension | Width | Length | mm | N.A | N.A | N.A
LTA | Road | Egress | Generic Models | Object | N.A | Object | ARC | IfcBuildingElementProxy | All subtypes listed in COP | SGPset_BuildingElementProxy | Egress | Boolean | N.A | N.A | TRUE/FALSE | N.A
LTA | Road | Ingress | Generic Models | Object | N.A | Object | ARC | IfcBuildingElementProxy | All subtypes listed in COP | SGPset_BuildingElementProxy | Ingress | Boolean | N.A | N.A | TRUE/FALSE | N.A
LTA | Road | Vehicular | Generic Models | Object | N.A | Object | ARC | IfcBuildingElementProxy | All subtypes listed in COP | SGPset_BuildingElementProxy | Vehicular | Boolean | N.A | N.A | TRUE/FALSE | N.A
NParks | Roof | Construction Method | Roofs | Roof | N.A | Roof | ARC | IfcRoof | N.A | SGPset_Roof | ConstructionMethod | Label | N.A | N.A | CIS ¦ PC ¦ PT (Pre) ¦ PT (Post) ¦ PF ¦ PPVC | N.A
NParks | Roof | Material | Roofs | Roof | N.A | Roof | ARC | IfcRoof | N.A | SGPset_Material | Material | Label | N.A | Name | N.A | N.A
URA | Roof | N.A | Roofs | Roof | N.A | Roof | ARC | IfcRoof | N.A | N.A | N.A | N.A | N.A | N.A | N.A | N.A
NParks | Roof | Construction Method | Roofs | Slab | Slab | Slab | ARC | IfcSlab | ROOF | SGPset_Slab | ConstructionMethod | Label | N.A | N.A | CIS ¦ PC ¦ PT (Pre) ¦ PT (Post) ¦ PF ¦ PPVC | N.A
NParks | Roof | Material | Roofs | Slab | Slab | Slab | ARC | IfcSlab | ROOF | SGPset_Material | Material | Label | N.A | Name | N.A | N.A
NParks | Roof | Construction Method | Roofs | Roof | N.A | Roof | ARC | IfcCovering | ROOFING | SGPset_Covering | ConstructionMethod | Label | N.A | N.A | CIS ¦ PC ¦ PT (Pre) ¦ PT (Post) ¦ PF ¦ PPVC | N.A
NParks | Roof | Material | Roofs | Roof | N.A | Roof | ARC | IfcCovering | ROOFING | SGPset_Material | Material | Label | N.A | Name | N.A | N.A
PUB | Sanitary Appliances (Bath) | N.A | Plumbing Fixtures | Pipe Flow Terminal | N.A | Fixture | MEP | IfcSanitaryTerminal | BATH | Please refer to property sets below | Please refer to properties below | N.A | N.A | N.A | N.A | N.A
PUB | Sanitary Appliances (Bidet) | N.A | Plumbing Fixtures | Pipe Flow Terminal | N.A | Fixture | MEP | IfcSanitaryTerminal | BIDET | Please refer to property sets below | Please refer to properties below | N.A | N.A | N.A | N.A | N.A
PUB | Sanitary Appliances (Shower) | N.A | Plumbing Fixtures | Pipe Flow Terminal | N.A | Fixture | MEP | IfcSanitaryTerminal | SHOWER | Please refer to property sets below | Please refer to properties below | N.A | N.A | N.A | N.A | N.A
BCA | Sanitary Appliances (Urinal) | N.A | Plumbing Fixtures | Pipe Flow Terminal | N.A | Fixture | ARC | IfcSanitaryTerminal | URINAL | Please refer to property sets below | Please refer to properties below | N.A | N.A | N.A | N.A | N.A
PUB | Sanitary Appliances (Urinal) | N.A | Plumbing Fixtures | Pipe Flow Terminal | N.A | Fixture | MEP | IfcSanitaryTerminal | URINAL | Please refer to property sets below | Please refer to properties below | N.A | N.A | N.A | N.A | N.A
NEA | Sanitary Appliances (Wash Basin) | N.A | Plumbing Fixtures | Pipe Flow Terminal | N.A | Fixture | ARC | IfcSanitaryTerminal | WASHHANDBASIN | Please refer to property sets below | Please refer to properties below | N.A | N.A | N.A | N.A | N.A
PUB | Sanitary Appliances (Wash Basin) | N.A | Plumbing Fixtures | Pipe Flow Terminal | N.A | Fixture | MEP | IfcSanitaryTerminal | WASHHANDBASIN | Please refer to property sets below | Please refer to properties below | N.A | N.A | N.A | N.A | N.A
BCA | Sanitary Appliances (Water Closet) | N.A | Plumbing Fixtures | Pipe Flow Terminal | N.A | Fixture | ARC | IfcSanitaryTerminal | *WATERCLOSET | Please refer to property sets below | Please refer to properties below | N.A | N.A | N.A | N.A | N.A
PUB | Sanitary Appliances (Water Closet) | N.A | Plumbing Fixtures | Pipe Flow Terminal | N.A | Fixture | MEP | IfcSanitaryTerminal | *WATERCLOSET | Please refer to property sets below | Please refer to properties below | N.A | N.A | N.A | N.A | N.A
NEA | Sanitary Appliances (Water Closet) | N.A | Plumbing Fixtures | Pipe Flow Terminal | N.A | Fixture | MEP | IfcSanitaryTerminal | *WATERCLOSET | Please refer to property sets below | Please refer to properties below | N.A | N.A | N.A | N.A | N.A
PUB | Sanitary Appliances (Bath) | Water Efficiency Labelling Scheme (WELS) | Plumbing Fixtures | Pipe Flow Terminal | N.A | Fixture | MEP | IfcSanitaryTerminal | All subtypes listed in COP | SGPset_SanitaryTerminal | WELS | Boolean | N.A | N.A | TRUE/FALSE | N.A
BCA | Sanitary Appliances (Urinal) | Ambulant Disabled | Plumbing Fixtures | Pipe Flow Terminal | N.A | Fixture | ARC | IfcSanitaryTerminal | All subtypes listed in COP | SGPset_SanitaryTerminal | AmbulantDisabled | Boolean | N.A | N.A | TRUE/FALSE | N.A
BCA | Sanitary Appliances (Urinal) | Children Friendly | Plumbing Fixtures | Pipe Flow Terminal | N.A | Fixture | ARC | IfcSanitaryTerminal | All subtypes listed in COP | SGPset_SanitaryTerminal | ChildrenFriendly | Boolean | N.A | N.A | TRUE/FALSE | N.A
BCA | Sanitary Appliances (Urinal) | Mounting | Plumbing Fixtures | Pipe Flow Terminal | N.A | Fixture | ARC | IfcSanitaryTerminal | All subtypes listed in COP | SGPset_SanitaryTerminal | Mounting | Label | N.A | N.A | N.A | N.A
BCA | Sanitary Appliances (Urinal) | Waterless | Plumbing Fixtures | Pipe Flow Terminal | N.A | Fixture | ARC | IfcSanitaryTerminal | All subtypes listed in COP | SGPset_SanitaryTerminal | Waterless | Boolean | N.A | N.A | TRUE/FALSE | N.A
BCA | Sanitary Appliances (Water Closet) | Barrier Free Accessibility | Plumbing Fixtures | Pipe Flow Terminal | N.A | Fixture | ARC | IfcSanitaryTerminal | All subtypes listed in COP | SGPset_SanitaryTerminal | BarrierFreeAccessibility | Boolean | N.A | N.A | TRUE/FALSE | N.A
NEA | Sanitary Appliances (Water Closet) | Pan Mounting | Plumbing Fixtures | Pipe Flow Terminal | N.A | Fixture | ARC | IfcSanitaryTerminal | All subtypes listed in COP | SGPset_SanitaryTerminal | PanMounting | Label | N.A | N.A | N.A | N.A
NEA | Sanitary Appliances (Water Closet) | Toilet Pan Type | Plumbing Fixtures | Pipe Flow Terminal | N.A | Fixture | ARC | IfcSanitaryTerminal | All subtypes listed in COP | SGPset_SanitaryTerminal | ToiletPanType | Label | N.A | N.A | N.A | N.A
PUB | Sanitary Appliances | System Name | Plumbing Fixtures | Pipe Flow Terminal | N.A | Fixture | MEP | IfcSanitaryTerminal | All subtypes listed in COP | SGPset_SanitaryTerminal | SystemName | Label | N.A | N.A | N.A | N.A
PUB | Sanitary Appliances | System Type | Plumbing Fixtures | Pipe Flow Terminal | N.A | Fixture | MEP | IfcSanitaryTerminal | All subtypes listed in COP | SGPset_SanitaryTerminal | SystemType | Label | N.A | N.A | See list of System Types* | N.A
SCDF | Seating | N.A | Furniture | Object | N.A | Furniture | ARC | IfcFurniture | CHAIR | Please refer to property sets below | Please refer to properties below | N.A | N.A | N.A | N.A | N.A
SCDF | Seating | N.A | Furniture | Object | N.A | Furniture | ARC | IfcFurniture | *BENCH | Please refer to property sets below | Please refer to properties below | N.A | N.A | N.A | N.A | N.A
SCDF | Seating | Capacity | Furniture | Object | N.A | Furniture | ARC | IfcFurniture | All subtypes listed in COP | SGPset_Furniture | Capacity | Label | N.A | N.A | N.A | N.A
SCDF | Security Lighting | N.A | Lighting Fixtures | Object | N.A | Object | MEP | IfcLightFixture | SECURITYLIGHTING | N.A | N.A | N.A | N.A | N.A | N.A | N.A
NEA | Sensor | N.A | Mechanical Equipment | Object | N.A | Object | MEP | IfcSensor | LEVELSENSOR | N.A | N.A | N.A | N.A | N.A | N.A | N.A
BCA | Shading Device | Shading Device | Generic Models | Object | N.A | Object | ARC | IfcShadingDevice | *LOUVREDPANEL | SGPset_ShadingDevice | ShadingDevice | Label | N.A | N.A | N.A | N.A
SCDF | Signage | Mounting Height | Specialty Equipment | Object | N.A | Object | ARC | IfcBuildingElementProxy | *SIGNAGE_EXIT | SGPset_BuildingElementProxy | MountingHeight | Length | mm | N.A | N.A | N.A
URA | Site | Number of Workers | Project Information | IFC Project Manager | N.A | Floor Manager | ARC | IfcSite | N.A | SGPset_Site | NumberOfWorkers | Integer | N.A | N.A | N.A | N.A
URA | Site | Total Area | Toposolid | Mesh | N.A | Mesh | ARC | IfcSite | N.A | Pset_SiteCommon | TotalArea | Area | m2 | N.A | N.A | N.A
URA | Site Boundary | N.A | Toposolid | Mesh | N.A | Mesh | External Works | IfcGeographicElement | *SITEBOUNDARY | Please refer to property sets below | Please refer to properties below | N.A | N.A | N.A | N.A | N.A
NPARKS | Site Boundary | N.A | Toposolid | Mesh | N.A | Mesh | ARC | IfcGeographicElement | *CADASTRALLOT | Please refer to property sets below | Please refer to properties below | N.A | N.A | N.A | N.A | N.A
URA | Site Boundary | N.A | Toposolid | Mesh | N.A | Mesh | ARC | IfcGeographicElement | *CADASTRALLOT | Please refer to property sets below | Please refer to properties below | N.A | N.A | N.A | N.A | N.A
URA | Site Boundary | N.A | Toposolid | Mesh | N.A | Mesh | External Works | IfcGeographicElement | *CADASTRALLOT | Please refer to property sets below | Please refer to properties below | N.A | N.A | N.A | N.A | N.A
URA | Site Boundary | Area | Toposolid | Mesh | N.A | Mesh | External Works | IfcGeographicElement | All subtypes listed in COP | SGPset_GeographicElementDimension | Area | Area | m2 | N.A | N.A | N.A
NPARKS | Site Boundary | Area | Toposolid | Mesh | N.A | Mesh | ARC | IfcGeographicElement | All subtypes listed in COP | SGPset_GeographicElementDimension | Area | Area | m2 | N.A | N.A | N.A
URA | Site Boundary | Broad Land Use | Toposolid | Mesh | N.A | Mesh | ARC | IfcGeographicElement | All subtypes listed in COP | SGPset_GeographicElement | BroadLandUse | Label | N.A | N.A | Agriculture ¦ Beach Area ¦ Business 1 ¦ Business 1 - White ¦ Business 2 ¦ Business 2 - White ¦ Business Park ¦ Business Park - White ¦ Cemetery ¦ Civic & Community Institution ¦ Commercial ¦ Commercial & Residential ¦ Commercial / Institution ¦ Educational Institution ¦ Health & Medical Care ¦ Hotel ¦ Open Space ¦ Park ¦ Place of Worship ¦ Port / Airport ¦ Rapid Transit ¦ Reserve Site ¦ Residential ¦ Residential with Commercial at 1st Storey ¦ Residential / Institution ¦ Road ¦ Special Use ¦ Sports & Recreation ¦ Transport Facilities ¦ Utility ¦ Waterbody ¦ White | N.A
URA | Site Boundary | Vacant Land | Toposolid | Mesh | N.A | Mesh | ARC | IfcGeographicElement | All subtypes listed in COP | SGPset_GeographicElement | VacantLand | Boolean | N.A | N.A | TRUE/FALSE | N.A
URA | Site Coverage | N.A | Specialty Equipment | Object | N.A | Object | ARC | IfcBuildingElementProxy | *SITECOVERAGE | SGPset_BuildingElementProxy | N.A | N.A | N.A | N.A | N.A | N.A
BCA | Slab | N.A | Floors | Slab | Concrete Slab | Slab | STR | IfcSlab | N.A | Please refer to property sets below | Please refer to properties below | N.A | N.A | N.A | N.A | N.A
BCA | Slab | N.A | Floors | Slab | Concrete Slab | Slab | STR | IfcSlab | FLOOR | Please refer to property sets below | Please refer to properties below | N.A | N.A | N.A | N.A | N.A
BCA | Slab | N.A | Floors | Slab | Concrete Slab | Slab | STR | IfcSlab | LANDING | Please refer to property sets below | Please refer to properties below | N.A | N.A | N.A | N.A | N.A
BCA | Slab | Material Grade | Floors | Slab | Concrete Slab | Slab | STR | IfcSlab | All subtypes listed in COP | SGPset_Material | MaterialGrade | Label | N.A | Name | C12/15 ¦ C20/25 ¦ C30/37 ¦ C32/40 ¦ C35/45 ¦ C40/50 ¦ C50/60 ¦ C55/67 ¦ C60/75 ¦ C70/85 ¦ C80/95¦ S235 ¦ S275 ¦ S355 ¦ S460 ¦ High Strength Concrete | N.A
BCA | Slab | Construction Method | Floors | Slab | Concrete Slab | Slab | STR | IfcSlab | All subtypes listed in COP | SGPset_Slab | ConstructionMethod | Label | N.A | N.A | CIS ¦ PC ¦ PT (Pre) ¦ PT (Post) ¦ PF ¦ PPVC | N.A
BCA | Slab | ReferTo2DDetail | Floors | Slab | Concrete Slab | Slab | STR | IfcSlab | All subtypes listed in COP | SGPset_Slab | ReferTo2DDetail | Label | N.A | N.A | N.A | Dwg Number
BCA | Slab | Reinforcement Steel Grade | Floors | Slab | Concrete Slab | Slab | STR | IfcSlab | All subtypes listed in COP | SGPset_Slab | ReinforcementSteelGrade | Label | N.A | N.A | 500A ¦ 500B ¦ 500C ¦ 600A ¦ 600B ¦ 600C | N.A
BCA | Slab | Shelter Usage | Floors | Slab | Concrete Slab | Slab | STR | IfcSlab | All subtypes listed in COP | SGPset_Slab | ShelterUsage | Boolean | N.A | N.A | TRUE/FALSE | N.A
BCA | Slab | Slab Type | Floors | Slab | Concrete Slab | Slab | STR | IfcSlab | All subtypes listed in COP | SGPset_Slab | SlabType | Label | N.A | N.A | One way ¦ Two way ¦ Cantilever ¦ Flat slab ¦ Flat slab with drop panel ¦ Transfer slab | N.A
BCA | Slab | Mark | Floors | Slab | Concrete Slab | Slab | STR | IfcSlab | All subtypes listed in COP | SGPset_SlabDimension | Mark | Label | N.A | N.A | N.A | S1, S01, PS01
BCA | Slab | Thickness | Floors | Slab | Concrete Slab | Slab | STR | IfcSlab | All subtypes listed in COP | SGPset_SlabDimension | Thickness | Length | mm | N.A | N.A | 300
BCA | Slab | Bottom Distribution Nominal | Floors | Slab | Concrete Slab | Slab | STR | IfcSlab | All subtypes listed in COP | SGPset_SlabReinforcement | BottomDistribution_nominal | Label | N.A | N.A | N.A | H25-150+H16-300
BCA | Slab | Bottom Main Nominal | Floors | Slab | Concrete Slab | Slab | STR | IfcSlab | All subtypes listed in COP | SGPset_SlabReinforcement | BottomMain_nominal | Label | N.A | N.A | N.A | H25-150+H16-300
BCA | Slab | Stirrups | Floors | Slab | Concrete Slab | Slab | STR | IfcSlab | All subtypes listed in COP | SGPset_SlabReinforcement | Stirrups | Label | N.A | N.A | N.A | 1H10-150-300
BCA | Slab | Stirrups Type | Floors | Slab | Concrete Slab | Slab | STR | IfcSlab | All subtypes listed in COP | SGPset_SlabReinforcement | StirrupsType | Label | N.A | N.A | Normal¦U¦C¦CL¦Torsion | N.A
BCA | Slab | Top Distribution nominal | Floors | Slab | Concrete Slab | Slab | STR | IfcSlab | All subtypes listed in COP | SGPset_SlabReinforcement | TopDistribution_nominal | Label | N.A | N.A | N.A | H25-150+H16-300
BCA | Slab | Top Main Nominal | Floors | Slab | Concrete Slab | Slab | STR | IfcSlab | All subtypes listed in COP | SGPset_SlabReinforcement | TopMain_nominal | Label | N.A | N.A | N.A | H32-150+H20-300
BCA | Slab | Welded Mesh | Floors | Slab | Slab | Slab | STR | IfcSlab | All subtypes listed in COP | SGPset_SlabReinforcement | WeldedMesh | Boolean | N.A | N.A | TRUE/FALSE | N.A
BCA | Slab | Accreditation PAS (Precaster Accreditation Scheme) | Floors | Slab | Concrete Slab | Slab | STR | IfcSlab | All subtypes listed in COP | SGPset_Slab | Accreditation_PAS | Boolean | N.A | N.A | TRUE/FALSE | N.A
BCA | Slab | Load Bearing | Floors | Slab | Concrete Slab | Slab | STR | IfcSlab | All subtypes listed in COP | SGPset_Slab | LoadBearing | Boolean | N.A | N.A | TRUE/FALSE | N.A
BCA | Slab | Mechanical Connection Type | Floors | Slab | Concrete Slab | Slab | STR | IfcSlab | All subtypes listed in COP | SGPset_Slab | MechanicalConnectionType | Label | N.A | N.A | N.A | N.A
BCA | Slab | Type Designator | Floors | Slab | Concrete Slab | Slab | STR | IfcSlab | All subtypes listed in COP | SGPset_Slab | TypeDesignator | Label | N.A | N.A | N.A | N.A
BCA | Slab | Lattice Girder Reinforcement | Floors | Slab | Concrete Slab | Slab | STR | IfcSlab | All subtypes listed in COP | SGPset_Slab | LatticeGirderReinforcement | Boolean | N.A | N.A | TRUE/FALSE | N.A
SCDF | Soffit | Fire Rating | Roofs | Roof | N.A | Roof | ARC | IfcCovering | *SOFFIT | Pset_CoveringCommon | FireRating | Label | N.A | N.A | N.A | N.A
All | Space (Usage) | Accreditation PAS | Rooms | Zone | N.A | Space | ARC | IfcSpace | SPACE | SGPset_Space | Accreditation_PAS | Boolean | N.A | N.A | TRUE/FALSE | N.A
All | Space (Usage) | Ambulant Disabled | Rooms | Zone | N.A | Space | ARC | IfcSpace | SPACE | SGPset_Space | AmbulantDisabled | Boolean | N.A | N.A | TRUE/FALSE | N.A
All | Space (Usage) | Area | Rooms | Zone | N.A | Space | ARC | IfcSpace | SPACE | SGPset_SpaceDimension | Area | Area | m2 | N.A | N.A | N.A
All | Space (Usage) | Area | Rooms | Zone | N.A | Space | ARC | IfcSpace | SPACE | SGPset_SpaceDimension | Area | Area | m2 | N.A | N.A | N.A
All | Space (Usage) | Barrier Free Accessibility | Rooms | Zone | N.A | Space | ARC | IfcSpace | SPACE | SGPset_Space | BarrierFreeAccessibility | Boolean | N.A | N.A | TRUE/FALSE | N.A
All | Space (Usage) | Children Friendly | Rooms | Zone | N.A | Space | ARC | IfcSpace | SPACE | SGPset_Space | ChildrenFriendly | Boolean | N.A | N.A | TRUE/FALSE | N.A
All | Space (Usage) | C Value | Rooms | Zone | N.A | Space | ARC | IfcSpace | SPACE | SGPset_Space | CValue | Label | N.A | N.A | N.A | 0.45 - 1
All | Space (Usage) | Elderly Friendly | Rooms | Zone | N.A | Space | ARC | IfcSpace | SPACE | SGPset_Space | ElderlyFriendly | Boolean | N.A | N.A | TRUE/FALSE | N.A
All | Space (Usage) | Emergency Voice Communication System | Rooms | Zone | N.A | Space | ARC | IfcSpace | SPACE | SGPset_Space | EmergencyVoiceCommunicationSystem | Label | N.A | N.A | N.A | 1-way EVC System, 2-way EVC System, Public Address System
All | Space (Usage) | Fire Detection And Suppression System | Rooms | Zone | N.A | Space | ARC | IfcSpace | SPACE | SGPset_Space | FireDetectionAndSuppressionSystem | Label | N.A | N.A | N.A | Automatic Fire Alarm System, Automatic Sprinkler System, Water Mist System, Video Image Fire Detector System, Kitchen Hood Fire Extinguishing System, Clean Agent Fire Extinguishing System, Automatic Foam Sprinkler System, Foam Extinguisher System
All | Space (Usage) | Fire Emergency Ventilation Mode | Rooms | Zone | N.A | Space | ARC | IfcSpace | SPACE | SGPset_Space | FireEmergencyVentilationMode | Label | N.A | N.A | N.A | Natural Ventilation, Mechanical Ventilation, Pressurisation, Cross-ventilation, Cross-ventilation with Intermediate Ventilation Opening, Vapour Extraction System (for spray painting room)
All | Space (Usage) | Fire Exit | Rooms | Zone | N.A | Space | ARC | IfcSpace | SPACE | SGPset_Space | FireExit | Boolean | N.A | N.A | TRUE/FALSE | N.A
All | Space (Usage) | Fully Covered With Trees Shrubs | Rooms | Zone | N.A | Space | ARC | IfcSpace | SPACE | SGPset_Space | FullyCoveredWithTreesShrubs | Boolean | N.A | N.A | TRUE/FALSE | N.A
All | Space (Usage) | Hearing Enhancement | Rooms | Zone | N.A | Space | ARC | IfcSpace | SPACE | SGPset_Space | HearingEnhancement | Boolean | N.A | N.A | TRUE/FALSE | N.A
All | Space (Usage) | Height | Rooms | Zone | N.A | Space | ARC | IfcSpace | SPACE | SGPset_SpaceDimension | Height | Length | mm | N.A | N.A | N.A
All | Space (Usage) | Larger Accessible | Rooms | Zone | N.A | Space | ARC | IfcSpace | SPACE | SGPset_Space | LargerAccessible | Boolean | N.A | N.A | TRUE/FALSE | N.A
All | Space (Usage) | Occupancy Load | Rooms | Zone | N.A | Space | ARC | IfcSpace | SPACE | SGPset_Space | OccupancyLoad | Real | N.A | N.A | N.A | N.A
All | Space (Usage) | Occupancy Type | Rooms | Zone | N.A | Space | ARC | IfcSpace | SPACE | SGPset_Space | OccupancyType | Label | N.A | N.A | Refer to Space Values sheet | N.A
All | Space (Usage) | Parking Type | Rooms | Zone | N.A | Space | ARC | IfcSpace | SPACE | SGPset_Space | ParkingType | Label | N.A | N.A | N.A | Bicycle, Motorcycle
All | Space (Usage) | Purpose Group | Rooms | Zone | N.A | Space | ARC | IfcSpace | SPACE | SGPset_Space | PurposeGroup | Label | N.A | N.A | N.A | I, II, III
All | Space (Usage) | Refuse Output | Rooms | Zone | N.A | Space | ARC | IfcSpace | SPACE | SGPset_Space | RefuseOutput | Real | N.A | N.A | N.A | 120, 200
All | Space (Usage) | Retrofit | Rooms | Zone | N.A | Space | ARC | IfcSpace | SPACE | SGPset_Space | Retrofit | Boolean | N.A | N.A | TRUE/FALSE | N.A
All | Space (Usage) | Smoke Control System | Rooms | Zone | N.A | Space | ARC | IfcSpace | SPACE | SGPset_Space | SmokeControlSystem | Label | N.A | N.A | N.A | Smoke Vent, Smoke Purging System, Ductless Jet Fan System, Engineered Smoke Control System
All | Space (Usage) | Sound Power Level | Rooms | Zone | N.A | Space | ARC | IfcSpace | SPACE | SGPset_Space | SoundPowerLevel | Label | N.A | N.A | N.A | N.A
All | Space (Usage) | Sound Pressure Level | Rooms | Zone | N.A | Space | ARC | IfcSpace | SPACE | SGPset_Space | SoundPressureLevel | Label | N.A | N.A | N.A | N.A
All | Space (Usage) | Space Name | Rooms | Zone | N.A | Space | ARC | IfcSpace | SPACE | SGPset_Space | SpaceName | Label | N.A | N.A | Refer to Space Values sheet | N.A
All | Space (Usage) | Step Ramp Access | Rooms | Zone | N.A | Space | ARC | IfcSpace | SPACE | SGPset_Space | StepRampAccess | Boolean | N.A | N.A | TRUE/FALSE | N.A
All | Space (Usage) | 24hr Manned Station | Rooms | Zone | N.A | Space | ARC | IfcSpace | SPACE | SGPset_Space | TwentyFourHourMannedStation | Boolean | N.A | N.A | TRUE/FALSE | N.A
All | Space (Usage) | Unit Number | Rooms | Zone | N.A | Space | ARC | IfcSpace | SPACE | SGPset_Space | UnitNumber | Label | N.A | N.A | N.A | N.A
All | Space (Usage) | Ventilation Mode | Rooms | Zone | N.A | Space | ARC | IfcSpace | SPACE | SGPset_Space | VentilationMode | Label | N.A | N.A | N.A | Natural Ventilation, Air Conditioning, Mechanical Ventilation
All | Space (Usage) | Ventilation Type | Rooms | Zone | N.A | Space | ARC | IfcSpace | SPACE | SGPset_Space | VentilationType | Label | N.A | N.A | N.A | Cross Ventilation
All | Space (Usage) | Volume | Rooms | Zone | N.A | Space | ARC | IfcSpace | SPACE | SGPset_Space | Volume | Volume | m3 | N.A | N.A | N.A
URA | Space (Area) | AGF_DevelopmentUse | Areas | Zone | N.A | Space | ARC | IfcSpace | *AREA_GFA | SGPset_SpaceArea_GFA | AGF_DevelopmentUse | Label | N.A | N.A | Refer to Space Values sheet | N.A
URA | Space (Area) | AGF_Name | Areas | Zone | N.A | Space | ARC | IfcSpace | *AREA_GFA | SGPset_SpaceArea_GFA | AGF_Name | Label | N.A | N.A | Refer to Space Values sheet | N.A
URA | Space (Area) | AGF_UnitNumber | Areas | Zone | N.A | Space | ARC | IfcSpace | *AREA_GFA | SGPset_SpaceArea_GFA | AGF_UnitNumber | Label | N.A | N.A | N.A | B3-01a, B2M-120D, B1M-05A, 01-03A, 01-03b, 10-04ab
URA | Space (Area) | AGF_BonusGFAType | Areas | Zone | N.A | Space | ARC | IfcSpace | *AREA_GFA | SGPset_SpaceArea_GFA | AGF_BonusGFAType | Label | N.A | N.A | Refer to Space Values sheet | N.A
URA | Space (Area) | AGF_Note | Areas | Zone | N.A | Space | ARC | IfcSpace | *AREA_GFA | SGPset_SpaceArea_GFA | AGF_Note | Label | N.A | N.A | N.A | N.A
URA | Space (Area) | AGF_UseQuantum | Areas | Zone | N.A | Space | ARC | IfcSpace | *AREA_GFA | SGPset_SpaceArea_GFA | AGF_UseQuantum | Label | N.A | N.A | PREDOMINANT ¦ ANCILLARY | N.A
URA | Space (Area) | AGF_BuildingTypology | Areas | Zone | N.A | Space | ARC | IfcSpace | *AREA_GFA | SGPset_SpaceArea_GFA | AGF_BuildingTypology | Label | N.A | N.A | Refer to Space Values sheet | N.A
URA | Space (Area) | AGF_SupportingFacility | Areas | Zone | N.A | Space | ARC | IfcSpace | *AREA_GFA | SGPset_SpaceArea_GFA | AGF_SupportingFacility | Label | N.A | N.A | Refer to Space Values sheet | N.A
URA | Space (Area) | AST_AreaType | Areas | Zone | N.A | Space | ARC | IfcSpace | *AREA_GFA | SGPset_SpaceArea_Strata | AST_AreaType | Label | N.A | N.A | Refer to Space Values sheet | N.A
URA | Space (Area) | AST_LegalArea | Areas | Zone | N.A | Space | ARC | IfcSpace | *AREA_GFA | SGPset_SpaceArea_Strata | AST_LegalArea | Integer | N.A | N.A | N.A | 101.01, 99.23
URA | Space (Area) | AST_Prop_StrataLotNumber | Areas | Zone | N.A | Space | ARC | IfcSpace | *AREA_GFA | SGPset_SpaceArea_Strata | AST_Prop_StrataLotNumber | Label | N.A | N.A | N.A | MK02-U017049L
URA | Space (Area) | AST_Extg_StrataLotNumber | Areas | Zone | N.A | Space | ARC | IfcSpace | *AREA_GFA | SGPset_SpaceArea_Strata | AST_Extg_StrataLotNumber | Label | N.A | N.A | N.A | MK02-U017646Z
URA | Space (Area) | ACN_ConnectivityType | Areas | Zone | N.A | Space | ARC | IfcSpace | *AREA_GFA | SGPset_SpaceArea_Connectivity | ACN_ConnectivityType | Label | N.A | N.A | N.A | Communal Sky Bridges (Within a Single Development, Covered Linkway, Covered Walkway, Elevated Pedestrian Link, Open Walkway, Public Space Node, Through Block Link, Underground Pedestrian Link
URA | Space (Area) | ACN_ActivityGeneratingUseType | Areas | Zone | N.A | Space | ARC | IfcSpace | *AREA_GFA | SGPset_SpaceArea_Connectivity | ACN_ActivityGeneratingUseType | Label | N.A | N.A | N.A | Single-sided, Double-sided
URA | Space (Area) | ACN_IsPavingSpecified | Areas | Zone | N.A | Space | ARC | IfcSpace | *AREA_GFA | SGPset_SpaceArea_Connectivity | ACN_IsPavingSpecified | Boolean | N.A | N.A | TRUE/FALSE | N.A
URA | Space (Area) | ACN_PavingSpecification | Areas | Zone | N.A | Space | ARC | IfcSpace | *AREA_GFA | SGPset_SpaceArea_Connectivity | ACN_PavingSpecification | Label | N.A | N.A | N.A | <UDAREA> PavingSpecification
URA | Space (Area) | ACN_IsOpen24HoursToPublic | Areas | Zone | N.A | Space | ARC | IfcSpace | *AREA_GFA | SGPset_SpaceArea_Connectivity | ACN_IsOpen24HoursToPublic | Boolean | N.A | N.A | TRUE/FALSE | N.A
URA | Space (Area) | ACN_OpenTime | Areas | Zone | N.A | Space | ARC | IfcSpace | *AREA_GFA | SGPset_SpaceArea_Connectivity | ACN_OpenTime | Label | N.A | N.A | N.A | 24:00
URA | Space (Area) | ACN_CloseTime | Areas | Zone | N.A | Space | ARC | IfcSpace | *AREA_GFA | SGPset_SpaceArea_Connectivity | ACN_CloseTime | Label | N.A | N.A | N.A | 24:00
URA | Space (Area) | ALS_LandscapeType | Areas | Zone | N.A | Space | ARC | IfcSpace | *AREA_GFA | SGPset_SpaceArea_Landscape | ALS_LandscapeType | Label | N.A | N.A | Refer to Space Values sheet | N.A
URA | Space (Area) | ALS_GreeneryFeatures | Areas | Zone | N.A | Space | ARC | IfcSpace | *AREA_GFA | SGPset_SpaceArea_Landscape | ALS_GreeneryFeatures | Label | N.A | N.A | Refer to Space Values sheet | N.A
URA | Space (Area) | ALS_Species | Areas | Zone | N.A | Space | ARC | IfcSpace | *AREA_GFA | SGPset_SpaceArea_Landscape | ALS_Species | Label | N.A | N.A | N.A | Ophiopogon jaburan, Codiaeum variegatum, Dracaena marginata, Murraya paniculata
URA | Space (Area) | AVF_IncludeAsGFA | Areas | Zone | N.A | Space | ARC | IfcSpace | *AREA_GFA | SGPset_SpaceArea_Verification | AVF_IncludeAsGFA | Boolean | N.A | N.A | TRUE/FALSE | N.A
NEA | Sprinkler (Non-Fire; for NEA) | N.A | Sprinklers | Terminal | N.A | Sprinkler | MEP | IfcSanitaryTerminal | *SPRINKLER | N.A | N.A | N.A | N.A | N.A | N.A | N.A
BCA | Staircase | N.A | Stairs | Stair | Component | Stair | ARC | IfcStair | CURVED_RUN_STAIR | Please refer to property sets below | Please refer to properties below | N.A | N.A | N.A | N.A | N.A
BCA | Staircase | N.A | Stairs | Stair | Component | Stair | ARC | IfcStair | SPIRAL_STAIR | Please refer to property sets below | Please refer to properties below | N.A | N.A | N.A | N.A | N.A
BCA | Staircase | N.A | Stairs | Stair | Component | Stair | ARC | IfcStair | STRAIGHT_RUN_STAIR | Please refer to property sets below | Please refer to properties below | N.A | N.A | N.A | N.A | N.A
BCA | Staircase | N.A | Stairs | Stair | Component | Stair | ARC | IfcStair | DOUBLE_RETURN_STAIR | Please refer to property sets below | Please refer to properties below | N.A | N.A | N.A | N.A | N.A
BCA | Staircase | N.A | Stairs | Stair | Component | Stair | ARC | IfcStair | HALF_TURN_STAIR | Please refer to property sets below | Please refer to properties below | N.A | N.A | N.A | N.A | N.A
BCA | Staircase | N.A | Stairs | Stair | Component | Stair | ARC | IfcStair | QUARTER_TURN_STAIR | Please refer to property sets below | Please refer to properties below | N.A | N.A | N.A | N.A | N.A
BCA | Staircase | N.A | Stairs | Stair | Component | Stair | ARC | IfcStair | THREE_QUARTER_TURN_STAIR | Please refer to property sets below | Please refer to properties below | N.A | N.A | N.A | N.A | N.A
SCDF | Staircase | Fire Exit | Stairs | Stair | Component | Stair | ARC | IfcStair | All subtypes listed in COP | Pset_StairCommon | FireExit | Boolean | N.A | N.A | TRUE/FALSE | N.A
BCA | Staircase | N.A | Stairs | Stair | Component | Stair | ARC | IfcStairFlight | CURVED | Please refer to property sets below | Please refer to properties below | N.A | N.A | N.A | N.A | N.A
BCA | Staircase | N.A | Stairs | Stair | Component | Stair | ARC | IfcStairFlight | SPIRAL | Please refer to property sets below | Please refer to properties below | N.A | N.A | N.A | N.A | N.A
BCA | Staircase | N.A | Stairs | Stair | Component | Stair | ARC | IfcStairFlight | WINDER | Please refer to property sets below | Please refer to properties below | N.A | N.A | N.A | N.A | N.A
BCA | Staircase | N.A | Stairs | Stair | Component | Stair | ARC | IfcStairFlight | STRAIGHT | Please refer to property sets below | Please refer to properties below | N.A | N.A | N.A | N.A | N.A
BCA | Staircase | Riser Count | Stairs | Stair | Component | Stair | ARC | IfcStairFlight | N.A | Pset_StairFlightCommon | NumberOfRisers | Integer | N.A | N.A | N.A | N.A
BCA | Staircase | Riser Height | Stairs | Stair | Component | Stair | ARC | IfcStairFlight | N.A | Pset_StairFlightCommon | RiserHeight | Length | mm | N.A | N.A | N.A
BCA | Staircase | Tread Count | Stairs | Stair | Component | Stair | ARC | IfcStairFlight | N.A | Pset_StairFlightCommon | NumberOfTreads | Integer | N.A | N.A | N.A | N.A
SCDF | Staircase | Tread Length | Stairs | Stair | Component | Stair | ARC | IfcStairFlight | N.A | Pset_StairFlightCommon | TreadLength | Length | mm | N.A | N.A | N.A
BCA | Staircase | Material Grade | Stairs | Stair | Component | Stair | ARC | IfcStairFlight | N.A | SGPset_Material | MaterialGrade | Label | N.A | Name | C12/15, C20/25, C30/37, C35/45, C40/50, C50/60, C55/67, C60/75, C70/85, C80/95, S235, S275, S355, S460, High Strength Concrete | N.A
BCA | Staircase | Construction Method | Stairs | Stair | Component | Stair | ARC | IfcStairFlight | N.A | SGPset_StairFlight | ConstructionMethod | Label | N.A | N.A | CIS, PC, PT (Pre), PT (Post), PF, PPVC | N.A
BCA | Staircase | Space Name | Stairs | Stair | Component | Stair | ARC | IfcSpace | SPACE | SGPset_Space | SpaceName | Label | N.A | N.A | external exit staircase, internal exit staircase, staircase | N.A
BCA | Staircase | Material Grade | Stairs | Stair | Component | Stair | STR | IfcStair | N.A | SGPset_Material | MaterialGrade | Label | N.A | Name | N.A | C12/15, C20/25, C30/37, C35/45, C40/50, C50/60, C55/67, C60/75, C70/85, C80/95, S235, S275, S355, S460, High Strength Concrete
BCA | Staircase | Mark | Stairs | Stair | Component | Stair | STR | IfcStair | N.A | SGPset_Stair | Mark | Label | N.A | N.A | N.A | ST1, ST-A1
BCA | Staircase | ReferTo2DDetail | Stairs | Stair | Component | Stair | STR | IfcStair | N.A | SGPset_Stair | ReferTo2DDetail | Label | N.A | N.A | N.A | Dwg Number
BCA | Staircase | Reinforcement Steel Grade | Stairs | Stair | Component | Stair | STR | IfcStair | N.A | SGPset_Stair | ReinforcementSteelGrade | Label | N.A | N.A | N.A | 500A, 500B, 500C, 600A, 600B, 600C
BCA | Staircase | Section Fabrication Method | Stairs | Stair | Component | Stair | STR | IfcStair | N.A | SGPset_Stair | SectionFabricationMethod | Label | N.A | N.A | N.A | Hot rolled, Cold formed
BCA | Staircase | Construction Method | Stairs | Stair | Component | Stair | STR | IfcStair | N.A | SGPset_Stair | ConstructionMethod | Label | N.A | N.A | N.A | CIS, PC, PT (Pre), PT (Post), PF, PPVC
BCA | Staircase | Member Section | Stairs | Stair | Component | Stair | STR | IfcStair | N.A | SGPset_StairDimension | MemberSection | Label | N.A | N.A | N.A | RHS600x30x4, CHS500x3.0, 254x254x63 kg/m
BCA | Staircase | Thickness | Stairs | Stair | Component | Stair | STR | IfcStair | N.A | SGPset_StairDimension | Thickness | Length | mm | N.A | N.A | 150
BCA | Staircase | Width | Stairs | Stair | Component | Stair | STR | IfcStair | N.A | SGPset_StairDimension | Width | Length | mm | N.A | N.A | 2200
BCA | Staircase | Bottom Distribution | Stairs | Stair | Component | Stair | STR | IfcStair | N.A | SGPset_StairReinforcement | BottomDistribution | Label | N.A | N.A | N.A | H25-150+H16-300
BCA | Staircase | Bottom Main | Stairs | Stair | Component | Stair | STR | IfcStair | N.A | SGPset_StairReinforcement | BottomMain | Label | N.A | N.A | N.A | H25-150+H16-300
BCA | Staircase | Top Distribution | Stairs | Stair | Component | Stair | STR | IfcStair | N.A | SGPset_StairReinforcement | TopDistribution | Label | N.A | N.A | N.A | H25-150+H16-300
BCA | Staircase | Top Main | Stairs | Stair | Component | Stair | STR | IfcStair | N.A | SGPset_StairReinforcement | TopMain | Label | N.A | N.A | N.A | H32-150+H20-300
BCA | Staircase | Connection Details Bottom | Stairs | Stair | Component | Stair | STR | IfcStair | N.A | SGPset_StairSteelConnection | ConnectionDetailsBottom | Label | N.A | N.A | N.A | Detail 1
BCA | Staircase | Connection Details Top | Stairs | Stair | Component | Stair | STR | IfcStair | N.A | SGPset_StairSteelConnection | ConnectionDetailsTop | Label | N.A | N.A | N.A | Detail 1
BCA | Staircase | Connection Type Bottom | Stairs | Stair | Component | Stair | STR | IfcStair | N.A | SGPset_StairSteelConnection | ConnectionTypeBottom | Label | N.A | N.A | N.A | Pinned, Fixed, Free
BCA | Staircase | Connection Type Top | Stairs | Stair | Component | Stair | STR | IfcStair | N.A | SGPset_StairSteelConnection | ConnectionTypeTop | Label | N.A | N.A | N.A | Pinned, Fixed, Free
BCA | Staircase | Mechanical Connection Type | Stairs | Stair | Component | Stair | STR | IfcStairFlight | N.A | SGPset_StairFlight | MechanicalConnectionType | Label | N.A | N.A | N.A | N.A
BCA | System | N.A | Mechanical Equipment | Object | N.A | Object | MEP | IfcAirTerminal | GRILLE | Please refer to property sets below | Please refer to properties below | N.A | N.A | N.A | N.A | N.A
BCA | System | N.A | Mechanical Equipment | Object | N.A | Object | MEP | IfcAirTerminal | LOUVRE | Please refer to property sets below | Please refer to properties below | N.A | N.A | N.A | N.A | N.A
PUB | System | N.A | Plumbing Fixtures | Pipe Flow Terminal | N.A | Fixture | MEP | IfcSanitaryTerminal | BATH | Please refer to property sets below | Please refer to properties below | N.A | N.A | N.A | N.A | N.A
PUB | System | N.A | Plumbing Fixtures | Pipe Flow Terminal | N.A | Fixture | MEP | IfcSanitaryTerminal | BIDET | Please refer to property sets below | Please refer to properties below | N.A | N.A | N.A | N.A | N.A
PUB | System | N.A | Plumbing Fixtures | Pipe Flow Terminal | N.A | Fixture | MEP | IfcSanitaryTerminal | SHOWER | Please refer to property sets below | Please refer to properties below | N.A | N.A | N.A | N.A | N.A
PUB | System | N.A | Plumbing Fixtures | Pipe Flow Terminal | N.A | Fixture | MEP | IfcSanitaryTerminal | URINAL | Please refer to property sets below | Please refer to properties below | N.A | N.A | N.A | N.A | N.A
PUB | System | N.A | Plumbing Fixtures | Pipe Flow Terminal | N.A | Fixture | MEP | IfcSanitaryTerminal | WASHHANDBASIN | Please refer to property sets below | Please refer to properties below | N.A | N.A | N.A | N.A | N.A
PUB | System | N.A | Plumbing Fixtures | Pipe Flow Terminal | N.A | Fixture | MEP | IfcSanitaryTerminal | *WATERCLOSET | Please refer to property sets below | Please refer to properties below | N.A | N.A | N.A | N.A | N.A
PUB | System | N.A | Plumbing Fixtures | Pipe Flow Terminal | N.A | Fixture | MEP | IfcSanitaryTerminal | SPRINKLER | Please refer to property sets below | Please refer to properties below | N.A | N.A | N.A | N.A | N.A
SCDF | Tank | N.A | Mechanical Equipment | Object | N.A | Object | MEP | IfcTank | STORAGE | Please refer to property sets below | Please refer to properties below | N.A | N.A | N.A | N.A | N.A
PUB | Tank | N.A | Mechanical Equipment | Object | N.A | Object | MEP | IfcTank | *DETENTIONTANK | Please refer to property sets below | Please refer to properties below | N.A | N.A | N.A | N.A | N.A
PUB | Tank | N.A | Mechanical Equipment | Object | N.A | Object | MEP | IfcTank | *RAINWATERHARVESTINGTANK | Please refer to property sets below | Please refer to properties below | N.A | N.A | N.A | N.A | N.A
PUB | Tank | N.A | Mechanical Equipment | Object | N.A | Object | MEP | IfcTank | *IRRIGATIONTANK | Please refer to property sets below | Please refer to properties below | N.A | N.A | N.A | N.A | N.A
PUB | Tank | N.A | Mechanical Equipment | Object | N.A | Object | MEP | IfcTank | *SPRINKLERTANK | Please refer to property sets below | Please refer to properties below | N.A | N.A | N.A | N.A | N.A
PUB | Tank | N.A | Mechanical Equipment | Object | N.A | Object | MEP | IfcTank | *BALANCINGTANK | Please refer to property sets below | Please refer to properties below | N.A | N.A | N.A | N.A | N.A
PUB | Tank | N.A | Mechanical Equipment | Object | N.A | Object | MEP | IfcTank | *SECTIONAL | Please refer to property sets below | Please refer to properties below | N.A | N.A | N.A | N.A | N.A
PUB | Tank | N.A | Mechanical Equipment | Object | N.A | Object | MEP | IfcTank | VESSEL | Please refer to property sets below | Please refer to properties below | N.A | N.A | N.A | N.A | N.A
PUB | Tank | N.A | Mechanical Equipment | Object | N.A | Object | MEP | IfcTank | *RECHARGEWELL | Please refer to property sets below | Please refer to properties below | N.A | N.A | N.A | N.A | N.A
PUB | Tank | Is Potable | Mechanical Equipment | Object | N.A | Object | MEP | IfcTank | All subtypes listed in COP | SGPset_Tank | IsPotable | Boolean | N.A | N.A | TRUE/FALSE | N.A
PUB | Tank | Nominal Capacity | Mechanical Equipment | Object | N.A | Object | MEP | IfcTank | All subtypes listed in COP | Pset_TankTypeCommon | NominalCapacity | Real | m3 | N.A | N.A | N.A
PUB | Tank | Effective Capacity | Mechanical Equipment | Object | N.A | Object | MEP | IfcTank | All subtypes listed in COP | Pset_TankTypeCommon | EffectiveCapacity | Real | m3 | N.A | N.A | N.A
PUB | Tank | Diameter | Mechanical Equipment | Object | N.A | Object | MEP | IfcTank | All subtypes listed in COP | SGPset_TankDimension | Diameter | Length | mm | N.A | N.A | N.A
PUB | Tank | Height | Mechanical Equipment | Object | N.A | Object | MEP | IfcTank | All subtypes listed in COP | SGPset_TankDimension | Height | Length | mm | N.A | N.A | N.A
PUB | Tank | Length | Mechanical Equipment | Object | N.A | Object | MEP | IfcTank | All subtypes listed in COP | SGPset_TankDimension | Length | Length | mm | N.A | N.A | N.A
PUB | Tank | Thickness | Mechanical Equipment | Object | N.A | Object | MEP | IfcTank | All subtypes listed in COP | SGPset_TankDimension | Thickness | Length | mm | N.A | N.A | N.A
PUB | Tank | Width | Mechanical Equipment | Object | N.A | Object | MEP | IfcTank | All subtypes listed in COP | SGPset_TankDimension | Width | Length | mm | N.A | N.A | N.A
PUB | Tank | Trade Effluent | Mechanical Equipment | Object | N.A | Object | MEP | IfcTank | All subtypes listed in COP | SGPset_Tank | TradeEffluent | Boolean | N.A | N.A | TRUE/FALSE | N.A
PUB | Tank | CompactionRatio | Mechanical Equipment | Object | N.A | Object | MEP | IfcTank | All subtypes listed in COP | SGPset_Tank | CompactionRatio | Label | N.A | N.A | N.A | N.A
PUB | Tank | EquipmentType | Mechanical Equipment | Object | N.A | Object | MEP | IfcTank | All subtypes listed in COP | SGPset_Tank | EquipmentType | Label | N.A | N.A | N.A | N.A
PUB | Tank (RC Tank) | N.A | Rooms | Zone | N.A | Space | ARC | IfcSpace | N.A | Please refer to property sets below | Please refer to properties below | N.A | N.A | N.A | N.A | N.A
PUB | Tank (RC Tank) | SpaceName | Rooms | Zone | N.A | Space | ARC | IfcSpace | N.A | SGPset_Space | SpaceName | Label | NA | N.A | N.A | N.A
PUB | Tank (RC Tank) | Area | Rooms | Zone | N.A | Space | ARC | IfcSpace | N.A | SGPset_Space | Area | Area | m2 | N.A | N.A | N.A
PUB | Tank (RC Tank) | Height | Rooms | Zone | N.A | Space | ARC | IfcSpace | N.A | SGPset_Space | Height | Height | mm | N.A | N.A | N.A
PUB | Tank (RC Tank) | Thickness | Rooms | Zone | N.A | Space | ARC | IfcSpace | N.A | SGPset_Space | Thickness | Length | mm | N.A | N.A | N.A
PUB | Tank (RC Tank) | NominalCapacity | Rooms | Zone | N.A | Space | ARC | IfcSpace | N.A | SGPset_Space | NominalCapacity | Real | N.A | N.A | N.A | N.A
PUB | Tank (RC Tank) | EffectiveCapacity | Rooms | Zone | N.A | Space | ARC | IfcSpace | N.A | SGPset_Space | EffectiveCapacity | Real | N.A | N.A | N.A | N.A
PUB | Tank (RC Tank) | Is Potable | Rooms | Zone | N.A | Space | ARC | IfcSpace | N.A | SGPset_Space | IsPotable | Boolean | N.A | N.A | TRUE/FALSE | N.A
PUB | Type Bedding for Pipe | BeddingType | Generic Models | Object | N.A | Object | External Works | IfcPipeSegment | *FOUNDATION | SGPset_PipeSegment | BeddingType | Label | N.A | N.A | N.A | Type 1, Type 2, Type 3
PUB | Valve | N.A | Pipe Accessories | Pipe In-line Flow Device | N.A | Valve | MEP | IfcValve | MIXING | N.A | N.A | N.A | N.A | N.A | N.A | N.A
NEA | Valve | N.A | Pipe Accessories | Pipe In-line Flow Device | N.A | Valve | MEP | IfcValve | ISOLATING | N.A | N.A | N.A | N.A | N.A | N.A | N.A
PUB | Valve | N.A | Pipe Accessories | Pipe In-line Flow Device | N.A | Valve | MEP | IfcValve | DOUBLECHECK | N.A | N.A | N.A | N.A | N.A | N.A | N.A
NEA | Valve | N.A | Pipe Accessories | Pipe In-line Flow Device | N.A | Valve | MEP | IfcValve | CHECK | N.A | N.A | N.A | N.A | N.A | N.A | N.A
SCDF | Valve | N.A | Pipe Accessories | Pipe In-line Flow Device | N.A | Valve | MEP | IfcValve | *SPRINKLERCONTROL | N.A | N.A | N.A | N.A | N.A | N.A | N.A
SCDF | Valve | N.A | Pipe Accessories | Pipe In-line Flow Device | N.A | Valve | MEP | IfcValve | *LANDINGVALVE | N.A | N.A | N.A | N.A | N.A | N.A | N.A
PUB | Valve | N.A | Pipe Accessories | Pipe In-line Flow Device | N.A | Valve | MEP | IfcValve | *DRAINOFFCOCK | N.A | N.A | N.A | N.A | N.A | N.A | N.A
PUB | Valve | N.A | Pipe Accessories | Pipe In-line Flow Device | N.A | Valve | MEP | IfcValve | *AIRADMITTANCE | N.A | N.A | N.A | N.A | N.A | N.A | N.A
PUB | Valve | N.A | Pipe Accessories | Pipe In-line Flow Device | N.A | Valve | MEP | IfcValve | FAUCET | N.A | N.A | N.A | N.A | N.A | N.A | N.A
URA | Wall | N.A | Walls | Wall | Panel | Wall | ARC | IfcWall | RETAININGWALL | Please refer to property sets below | Please refer to properties below | N.A | N.A | N.A | N.A | N.A
URA | Wall | N.A | Walls | Wall | Panel | Wall | ARC | IfcWall | PARAPET | Please refer to property sets below | Please refer to properties below | N.A | N.A | N.A | N.A | N.A
NParks | Wall | N.A | Walls | Wall | Panel | Wall | ARC | IfcWall | *BOUNDARYWALL | Please refer to property sets below | Please refer to properties below | N.A | N.A | N.A | N.A | N.A
BCA | Wall | Is Party Wall | Walls | Wall | Panel | Wall | ARC | IfcWall | All subtypes listed in COP | SGPset_Wall | IsPartyWall | Boolean | N.A | N.A | TRUE/FALSE | N.A
BCA | Wall | Construction Method | Walls | Wall | Panel | Wall | ARC | IfcWall | All subtypes listed in COP | SGPset_Wall | ConstructionMethod | Label | N.A | N.A | CIS, PC, PT (Pre), PT (Post), PF, PPVC | N.A
BCA | Wall | Arrangement Type | Walls | Wall | Concrete Panel | Wall | STR | IfcWall | N.A | SGPset_Wall | ArrangementType | Label | N.A | N.A | N.A | N.A
BCA | Wall | Beam Façade | Walls | Wall | Concrete Panel | Wall | STR | IfcWall | N.A | SGPset_Wall | BeamFacade | Boolean | N.A | N.A | TRUE/FALSE | N.A
BCA | Wall | Construction Method | Walls | Wall | Concrete Panel | Wall | STR | IfcWall | N.A | SGPset_Wall | ConstructionMethod | Label | N.A | N.A | CIS, PC, PT (Pre), PT (Post), PF, PPVC | N.A
BCA | Wall | Double Bay Façade | Walls | Wall | Concrete Panel | Wall | STR | IfcWall | N.A | SGPset_Wall | Double Bay Façade | Boolean | N.A | N.A | TRUE/FALSE | N.A
BCA | Wall | Horizontal Rebar | Walls | Wall | Concrete Panel | Wall | STR | IfcWall | N.A | SGPset_WallReinforcement | HorizontalRebar | Label | N.A | N.A | N.A | 2H13-100
BCA | Wall | Is External | Walls | Wall | Concrete Panel | Wall | STR | IfcWall | N.A | SGPset_Wall | IsExternal | Boolean | N.A | N.A | TRUE/FALSE | N.A
BCA | Wall | Load Bearing | Walls | Wall | Concrete Panel | Wall | STR | IfcWall | N.A | SGPset_Wall | LoadBearing | Boolean | N.A | N.A | TRUE/FALSE | N.A
BCA | Wall | Mark | Walls | Wall | Concrete Panel | Wall | STR | IfcWall | N.A | SGPset_WallDimension | Mark | Label | N.A | N.A | N.A | W1
BCA | Wall | Material Grade | Walls | Wall | Concrete Panel | Wall | STR | IfcWall | N.A | SGPset_Material | MaterialGrade | Label | N.A | Name | N.A | C12/15, C20/25, C30/37, C35/45, C40/50, C50/60, C55/67, C60/75, C70/85, C80/95, S235, S275, S355, S460, High Strength Concrete
BCA | Wall | Mechanical Connection Type | Walls | Wall | Concrete Panel | Wall | STR | IfcWall | N.A | SGPset_Wall | MechanicalConnectionType | Label | N.A | N.A | N.A | Flexible Loops, Grouted Sleeves, Spiral Connector
BCA | Wall | Prefabricated Reinforcement Cage | Walls | Wall | Concrete Panel | Wall | STR | IfcWall | N.A | SGPset_Wall | PrefabricationReinforcementCage | Boolean | N.A | N.A | TRUE/FALSE | N.A
BCA | Wall | Prefinished Façade | Walls | Wall | Concrete Panel | Wall | STR | IfcWall | N.A | SGPset_Wall | Prefinished Façade | Boolean | N.A | N.A | TRUE/FALSE | N.A
BCA | Wall | ReferTo2DDetail | Walls | Wall | Concrete Panel | Wall | STR | IfcWall | N.A | SGPset_Wall | ReferTo2DDetail | Label | N.A | N.A | N.A | Dwg Number
BCA | Wall | Reinforcement Steel Grade | Walls | Wall | Concrete Panel | Wall | STR | IfcWall | N.A | SGPset_Wall | ReinforcementSteelGrade | Label | N.A | N.A | N.A | 500A, 500B, 500C, 600A, 600B, 600C
BCA | Wall | Shelter Usage | Walls | Wall | Concrete Panel | Wall | STR | IfcWall | N.A | SGPset_Wall | ShelterUsage | Boolean | N.A | N.A | TRUE/FALSE | N.A
BCA | Wall | Stirrups | Walls | Wall | Concrete Panel | Wall | STR | IfcWall | N.A | SGPset_WallReinforcement | Stirrups | Label | N.A | N.A | N.A | H10-150-300
BCA | Wall | Stirrups Type | Walls | Wall | Concrete Panel | Wall | STR | IfcWall | N.A | SGPset_WallReinforcement | StirrupsType | Label | N.A | N.A | N.A | Normal, U, C, CL [for civil defence shelter], Torsion
BCA | Wall | Thickness | Walls | Wall | Concrete Panel | Wall | STR | IfcWall | N.A | SGPset_WallDimension | Thickness | Length | mm | N.A | N.A | 300
BCA | Wall | Vertical Rebar | Walls | Wall | Concrete Panel | Wall | STR | IfcWall | N.A | SGPset_WallReinforcement | VerticalRebar | Label | N.A | N.A | N.A | H32-150+H25-150
BCA | Wall | Working Load DA1-1 | Walls | Wall | Concrete Panel | Wall | STR | IfcWall | N.A | SGPset_WallStructuralLoad | WorkingLoad_DA1-1 | Integer | kN | N.A | N.A | 1234
BCA | Wall | Working Load DA1-2 | Walls | Wall | Concrete Panel | Wall | STR | IfcWall | N.A | SGPset_WallStructuralLoad | WorkingLoad_DA1-2 | Integer | kN | N.A | N.A | 1234
PUB | Waste Terminal | Material | Pipe Accessories | Pipe Flow Terminal | N.A | Fixture | MEP | IfcWasteTerminal | FLOORTRAP | Please refer to property sets below | Please refer to properties below | Label | N.A | Name | N.A | N.A
PUB | Waste Terminal | Material | Pipe Accessories | Pipe Flow Terminal | N.A | Fixture | MEP | IfcWasteTerminal | FLOORWASTE | Please refer to property sets below | Please refer to properties below | Label | N.A | Name | N.A | N.A
PUB | Waste Terminal | Material | Pipe Accessories | Pipe Flow Terminal | N.A | Fixture | MEP | IfcWasteTerminal | GULLYSUMP | Please refer to property sets below | Please refer to properties below | Label | N.A | Name | N.A | N.A
PUB | Waste Terminal | Material | Pipe Accessories | Pipe Flow Terminal | N.A | Fixture | MEP | IfcWasteTerminal | GULLYTRAP | Please refer to property sets below | Please refer to properties below | Label | N.A | Name | N.A | N.A
PUB | Waste Terminal | Material | Pipe Accessories | Pipe Flow Terminal | N.A | Fixture | MEP | IfcWasteTerminal | WASTETRAP | Please refer to property sets below | Please refer to properties below | Label | N.A | Name | N.A | N.A
PUB | Waste Terminal | Material | Pipe Accessories | Pipe Flow Terminal | N.A | Fixture | MEP | IfcWasteTerminal | *WASTESUMP | Please refer to property sets below | Please refer to properties below | Label | N.A | Name | N.A | N.A
PUB | Waste Terminal | Material | Pipe Accessories | Pipe Flow Terminal | N.A | Fixture | MEP | IfcWasteTerminal | All subtypes listed in COP | SGPset_Material | Material | Label | N.A | Name | N.A | N.A
NEA | Waste Terminal | Trade Effluent | Pipe Accessories | Pipe Flow Terminal | N.A | Fixture | MEP | IfcWasteTerminal | All subtypes listed in COP | SGPset_WasteTerminal | TradeEffluent | Boolean | N.A | N.A | TRUE/FALSE | N.A
PUB | Water Meter | Capacity | Pipe Accessories | Pipe In-line Flow Device | N.A | Pipe Accessory | MEP | IfcFlowMeter | WATERMETER | SGPset_FlowMeter | Capacity | Volume | L/s | N.A | N.A | N.A
PUB | Water Meter | Diameter | Pipe Accessories | Pipe In-line Flow Device | N.A | Pipe Accessory | MEP | IfcFlowMeter | WATERMETER | SGPset_FlowMeterDimension | Diameter | Length | mm | N.A | N.A | N.A
PUB | Water Meter | Length | Pipe Accessories | Pipe In-line Flow Device | N.A | Pipe Accessory | MEP | IfcFlowMeter | WATERMETER | SGPset_FlowMeterDimension | Length | Length | mm | N.A | N.A | N.A
PUB | Water Meter | Purpose | Pipe Accessories | Pipe In-line Flow Device | N.A | Pipe Accessory | MEP | IfcFlowMeter | WATERMETER | Pset_FlowMeterOccurrence | Purpose | Label | N.A | N.A | N.A | PRIVATE
PUB | Water Meter | Unit Number | Pipe Accessories | Pipe In-line Flow Device | N.A | Pipe Accessory | MEP | IfcFlowMeter | WATERMETER | Pset_FlowMeterOccurrence | UnitNumber | Label | N.A | N.A | N.A | N.A
PUB | Water Meter | Unit Number Tag | Pipe Accessories | Pipe In-line Flow Device | N.A | Pipe Accessory | MEP | IfcFlowMeter | WATERMETER | Pset_FlowMeterOccurrence | UnitNumberTag | Boolean | N.A | N.A | TRUE/FALSE | N.A
PUB | Water Meter | Water Supply Source | Pipe Accessories | Pipe In-line Flow Device | N.A | Pipe Accessory | MEP | IfcFlowMeter | WATERMETER | Pset_FlowMeterOccurrence | WaterSupplySource | Label | N.A | N.A | N.A | N.A
BCA | Window | N.A | Windows | Window | N.A | Window | ARC | IfcWindow | *BAYWINDOW | Please refer to property sets below | Please refer to properties below | N.A | N.A | N.A | N.A | N.A
BCA | Window | N.A | Windows | Window | N.A | Window | ARC | IfcWindow | *VENTILATIONSLEEVE | Please refer to property sets below | Please refer to properties below | N.A | N.A | N.A | N.A | N.A
BCA | Window | N.A | Windows | Window | N.A | Window | ARC | IfcWindow | LOUVRE | Please refer to property sets below | Please refer to properties below | N.A | N.A | N.A | N.A | N.A
BCA | Window | N.A | Windows | Window | N.A | Window | ARC | IfcWindow | WINDOW | Please refer to property sets below | Please refer to properties below | N.A | N.A | N.A | N.A | N.A
BCA | Window | N.A | Windows | Window | N.A | Window | ARC | IfcWindow | SKYLIGHT | Please refer to property sets below | Please refer to properties below | N.A | N.A | N.A | N.A | N.A
BCA | Window | Inner Diameter | Windows | Window | N.A | Window | ARC | IfcWindow | All subtypes listed in COP | SGPset_WindowDimension | InnerDiameter | Length | mm | N.A | N.A | N.A
BCA | Window | Outer Diameter | Windows | Window | N.A | Window | ARC | IfcWindow | All subtypes listed in COP | SGPset_WindowDimension | OuterDiameter | Length | mm | N.A | N.A | N.A
SCDF | Window | Fire Access Opening | Windows | Window | N.A | Window | ARC | IfcWindow | All subtypes listed in COP | SGPset_Window | FireAccessOpening | Boolean | N.A | N.A | TRUE/FALSE | N.A
BCA | Window | Structural Width | Windows | Window | N.A | Window | ARC | IfcWindow | All subtypes listed in COP | SGPset_WindowDimension | StructuralWidth | Length | mm | N.A | N.A | N.A
BCA | Window | Structural Height | Windows | Window | N.A | Window | ARC | IfcWindow | All subtypes listed in COP | SGPset_WindowDimension | StructuralHeight | Length | mm | N.A | N.A | N.A
URA | Window | Material | Windows | Window | N.A | Window | ARC | IfcWindow | All subtypes listed in COP | SGPset_Material | Material | Label | N.A | Name | N.A | N.A
SCDF | Window | Safety Barrier Height | Windows | Window | N.A | Window | ARC | IfcWindow | All subtypes listed in COP | SGPset_Window | SafetyBarrierHeight | Length | mm | N.A | N.A | N.A
URA | Window | Operation Type | Windows | Window | N.A | Window | ARC | IfcWindow | All subtypes listed in COP | SGPset_Window | OperationType | Label | N.A | N.A | N.A | N.A
BCA | Window | Percentage of Opening | Windows | Window | N.A | Window | ARC | IfcWindow | All subtypes listed in COP | SGPset_Window | PercentageOfOpening | Real | N.A | N.A | N.A | N.A
Note on J501: [Threaded comment] Your version of Excel allows you to read this threaded comment; however, any edits to it will get removed if the file is opened in a newer version of Excel. Learn more: https://go.microsoft.com/fwlink/?linkid=870924 Comment: Not in COP 3.0
Note on J502: [Threaded comment] Your version of Excel allows you to read this threaded comment; however, any edits to it will get removed if the file is opened in a newer version of Excel. Learn more: https://go.microsoft.com/fwlink/?linkid=870924 Comment: Not in COP 3.0
Note on J503: [Threaded comment] Your version of Excel allows you to read this threaded comment; however, any edits to it will get removed if the file is opened in a newer version of Excel. Learn more: https://go.microsoft.com/fwlink/?linkid=870924 Comment: Not in COP 3.0

## Space Values
Property | Property Value | (AGF_DevelopmentUse for AGF_Name below)
OccupancyType | single dwelling residential
OccupancyType | multi-unit residential
OccupancyType | supervisory care facility
OccupancyType | supervisory care facility (detention)
OccupancyType | nursing care facilities
OccupancyType | hospital without A&E services
OccupancyType | hospital with A&E services
OccupancyType | ambulatory care facility
OccupancyType | ambulatory care facility (standalone)
OccupancyType | custodian care facility
OccupancyType | custodian care facility (nursery)
OccupancyType | primary school
OccupancyType | secondary school
OccupancyType | tertiary education institution
OccupancyType | public education institution
OccupancyType | private education institution
OccupancyType | tuition center
OccupancyType | workers dormitory
OccupancyType | office
OccupancyType | telephone exchange/ central office
OccupancyType | factory office
OccupancyType | shop
OccupancyType | ODA
OccupancyType | outpatient clinic
OccupancyType | polyclinic
OccupancyType | market
OccupancyType | temporary showflat
OccupancyType | factory showroom
OccupancyType | petrol station
OccupancyType | factory
OccupancyType | food production factory
OccupancyType | M&E area
OccupancyType | wafer fabrication plant
OccupancyType | trade effluent treatment plant
OccupancyType | waste management and recycling
OccupancyType | embalming facility
OccupancyType | agriculture
OccupancyType | animal related facility
OccupancyType | high containment facility
OccupancyType | electrical & gas facility
OccupancyType | road tunnel
OccupancyType | body treatment place
OccupancyType | entertainment place
OccupancyType | assembly place
OccupancyType | cinema
OccupancyType | recreational place
OccupancyType | sky terrace
OccupancyType | F&B outlet
OccupancyType | fast food outlet
OccupancyType | ORA
OccupancyType | food centre
OccupancyType | educational place
OccupancyType | serviced apartment
OccupancyType | hostel
OccupancyType | hotel
OccupancyType | backpacker hotel
OccupancyType | capsule hotel
OccupancyType | community club
OccupancyType | social club
OccupancyType | religious place
OccupancyType | park
OccupancyType | sports facility
OccupancyType | sports facility (ancillary)
OccupancyType | residential amenities
OccupancyType | train interchange station
OccupancyType | train station
OccupancyType | airport
OccupancyType | ferry terminal
OccupancyType | bus interchange
OccupancyType | bus terminal
OccupancyType | rail depot
OccupancyType | bus depot
OccupancyType | Parking
OccupancyType | FAMCP
OccupancyType | warehouse
OccupancyType | chemical/ hazmat storage
OccupancyType | storage
OccupancyType | airbase
OccupancyType | live firing area
OccupancyType | training area
OccupancyType | campsite
OccupancyType | wet play field
OccupancyType | reservoir
OccupancyType | river
OccupancyType | canal
OccupancyType | major drain
OccupancyType | pond
OccupancyType | lake
OccupancyType | other waterbody
OccupancyType | nature reserve
OccupancyType | nature area
OccupancyType | school field
OccupancyType | promenade
OccupancyType | marina
OccupancyType | quarry
SpaceName | balcony
SpaceName | bedroom
SpaceName | master bedroom
SpaceName | maid room
SpaceName | guestroom
SpaceName | bathroom
SpaceName | master bath
SpaceName | maid bath
SpaceName | yard bath
SpaceName | dining room
SpaceName | dining area
SpaceName | household shelter
SpaceName | kitchen
SpaceName | living room
SpaceName | living area
SpaceName | loft
SpaceName | private lift lobby
SpaceName | private enclosed space
SpaceName | service yard
SpaceName | study
SpaceName | toilet
SpaceName | walkin wardrobe
SpaceName | staff quarters
SpaceName | student bedroom individual
SpaceName | student bedroom multipax
SpaceName | housekeeping
SpaceName | isolation ward toilet
SpaceName | accessible washroom
SpaceName | male toilet
SpaceName | female toilet
SpaceName | unisex toilet
SpaceName | common toilet
SpaceName | individual family washroom
SpaceName | washroom with shower
SpaceName | powder room
SpaceName | changing room
SpaceName | accessible changing room
SpaceName | female changing room
SpaceName | male changing room
SpaceName | nursing room
SpaceName | locker room
SpaceName | restroom
SpaceName | lactation room
SpaceName | sick room
SpaceName | male shower room
SpaceName | female shower room
SpaceName | shower stall
SpaceName | wash area
SpaceName | archive room (reading)
SpaceName | archive room (stack)
SpaceName | ball room
SpaceName | banking hall
SpaceName | bazaar
SpaceName | business centre
SpaceName | business office
SpaceName | cashier
SpaceName | classroom
SpaceName | clean room
SpaceName | computer classroom
SpaceName | common room
SpaceName | computer room
SpaceName | concierge
SpaceName | conference room
SpaceName | consultant room
SpaceName | crematoria
SpaceName | dance studio
SpaceName | department store
SpaceName | design studio
SpaceName | detention room
SpaceName | exposition
SpaceName | trade fair area
SpaceName | filing room
SpaceName | store
SpaceName | fire command centre
SpaceName | function room
SpaceName | exhibits gallery
SpaceName | choir gallery
SpaceName | prayer gallery
SpaceName | seating gallery
SpaceName | trading gallery
SpaceName | viewing gallery
SpaceName | guard house
SpaceName | hobby room
SpaceName | kiosk
SpaceName | laboratory
SpaceName | laundry
SpaceName | library room (stack)
SpaceName | library room (reading)
SpaceName | lounge
SpaceName | machine/printing room
SpaceName | mailroom
SpaceName | meeting room
SpaceName | music studio
SpaceName | night club
SpaceName | admin office
SpaceName | general office
SpaceName | ancillary office
SpaceName | director office
SpaceName | manager office
SpaceName | drafting office
SpaceName | outdoor display area
SpaceName | packing area
SpaceName | distribution area
SpaceName | pantry
SpaceName | prayer hall
SpaceName | prayer room
SpaceName | male prayer room
SpaceName | female prayer room
SpaceName | pre-function room
SpaceName | production area
SpaceName | promotion area
SpaceName | reading room
SpaceName | reception area
SpaceName | seminar room
SpaceName | security room
SpaceName | service area
SpaceName | shed
SpaceName | shop
SpaceName | showflat
SpaceName | showroom
SpaceName | society room
SpaceName | spray painting room
SpaceName | staff office
SpaceName | staff lounge
SpaceName | supermarket
SpaceName | therapy centre
SpaceName | ticketing office
SpaceName | trading floor
SpaceName | visitors lounge
SpaceName | waiting area
SpaceName | workshop
SpaceName | bar
SpaceName | pub
SpaceName | café
SpaceName | cafeteria
SpaceName | canteen
SpaceName | food stall
SpaceName | service counter
SpaceName | restaurant
SpaceName | snack bar
SpaceName | staff canteen
SpaceName | area of refuge
SpaceName | clinic
SpaceName | consultation room
SpaceName | examination room
SpaceName | surgical viewing gallery
SpaceName | nurse station
SpaceName | operation theatre
SpaceName | outpatient waiting area
SpaceName | patient accommodation intensive care
SpaceName | patient accommodation ward
SpaceName | isolation ward
SpaceName | pharmacy staff area
SpaceName | pharmacy waiting area
SpaceName | treatment room
SpaceName | amphitheatre
SpaceName | amphitheatre without fixed seating
SpaceName | auditorium
SpaceName | auditorium without fixed seating
SpaceName | cinema
SpaceName | cinema without fixed seating
SpaceName | grandstand
SpaceName | grandstand without fixed seating
SpaceName | assembly hall
SpaceName | assembly hall without fixed seating
SpaceName | concert hall
SpaceName | concert hall without fixed seating
SpaceName | exhibition hall
SpaceName | exhibition hall without fixed seating
SpaceName | conference hall
SpaceName | conference hall without fixed seating
SpaceName | function hall
SpaceName | function hall without fixed seating
SpaceName | lecture room
SpaceName | lecture room without fixed seating
SpaceName | spectator area
SpaceName | spectator area without fixed seating
SpaceName | theatre
SpaceName | theatre without fixed seating
SpaceName | indoor sport hall
SpaceName | multi-purpose hall
SpaceName | multi-purpose room
SpaceName | multi-purpose sports hall
SpaceName | audio visual area
SpaceName | audio visual control room
SpaceName | audio visual lighting control room
SpaceName | live entertainment
SpaceName | live performance
SpaceName | orchestral pit
SpaceName | projection room
SpaceName | back stage
SpaceName | front stage
SpaceName | amusement park
SpaceName | billiards room
SpaceName | body massage
SpaceName | bowling alley
SpaceName | bowling lane
SpaceName | casino
SpaceName | children playground
SpaceName | water playground
SpaceName | interactive water fountain
SpaceName | club room
SpaceName | discotheque dancing area
SpaceName | discotheque dining area
SpaceName | hockey field
SpaceName | hockey pitch
SpaceName | rugby field
SpaceName | rugby pitch
SpaceName | soccer field
SpaceName | soccer pitch
SpaceName | fitness corner
SpaceName | foot reflexology
SpaceName | fitness club
SpaceName | fitness centre
SpaceName | gaming centre
SpaceName | gymnasium
SpaceName | health club
SpaceName | health centre
SpaceName | indoor games room
SpaceName | karaoke lounge
SpaceName | karaoke dining area
SpaceName | recreation room
SpaceName | refreshmen area
SpaceName | skating rink
SpaceName | skating rink - spectator area
SpaceName | spa
SpaceName | hot tub
SpaceName | jacuzzi
SpaceName | badminton court
SpaceName | basketball court
SpaceName | basketball half court
SpaceName | futsal court
SpaceName | netball court
SpaceName | netball half court
SpaceName | sepak takraw court
SpaceName | squash court
SpaceName | tennis court
SpaceName | tennis half court
SpaceName | volleyball court
SpaceName | swimming pool
SpaceName | wading pool
SpaceName | lap pool
SpaceName | family pool
SpaceName | kids pool
SpaceName | leisure pool
SpaceName | spa pool
SpaceName | hydrotherapy pool
SpaceName | swimming pool deck
SpaceName | training area
SpaceName | backyard
SpaceName | courtyard
SpaceName | outdoor refreshment area
SpaceName | pavilion
SpaceName | roof
SpaceName | green roof (public)
SpaceName | green roof (access for maintenance only)
SpaceName | private roof garden
SpaceName | jogging track
SpaceName | footpath
SpaceName | planter box
SpaceName | water feature
SpaceName | sunken planting area
SpaceName | roof garden
SpaceName | roof terrace
SpaceName | battery room
SpaceName | cooling tower
SpaceName | equipment disinfection room
SpaceName | equipment washing bay
SpaceName | lubrication bay
SpaceName | pulley room
SpaceName | mechnical plant room
SpaceName | ac plant room
SpaceName | ahu room
SpaceName | boiler room
SpaceName | boiler room (oil fired)
SpaceName | chiller room
SpaceName | discharge valve chamber
SpaceName | electric lift motor room
SpaceName | electrical room
SpaceName | essential fan room
SpaceName | fire pump room
SpaceName | balancing pump room
SpaceName | domestic pump room
SpaceName | irrigation pump room
SpaceName | portable water pump room
SpaceName | sprinkler pump room
SpaceName | pumped sanitary system room
SpaceName | pumped drainage system room
SpaceName | ejector room
SpaceName | emergency generator room
SpaceName | generator room
SpaceName | high voltage switch room
SpaceName | hydraulic lift motor room
SpaceName | lift machine room
SpaceName | lift motor room
SpaceName | low voltage switch room
SpaceName | oil tank room
SpaceName | sprinkler tank room
SpaceName | telecommunication room
SpaceName | equipment room
SpaceName | transformer room
SpaceName | wet riser tank room
SpaceName | electrical switchgear room
SpaceName | PABX room
SpaceName | server room
SpaceName | mdf room
SpaceName | mobile installation space
SpaceName | mobile deployment space
SpaceName | electronics parking system room
SpaceName | police equipment room
SpaceName | vent room
SpaceName | substation
SpaceName | meter compartment
SpaceName | domestic transfer tank room
SpaceName | hosereel tank room
SpaceName | hydrant tank room
SpaceName | NEWater tank room
SpaceName | non-potable water tank room
SpaceName | potable water tank room
SpaceName | balancing tank
SpaceName | detention tank
SpaceName | domestic booster tank
SpaceName | domestic water tank
SpaceName | hot water tank
SpaceName | make up water tank
SpaceName | NEWater tank
SpaceName | pneumatic tank
SpaceName | portable water tank
SpaceName | rainwater harvesting tank
SpaceName | irrigation tank
SpaceName | sprinkler tank
SpaceName | refuse chute chamber
SpaceName | recyclables chute chamber
SpaceName | refuse room
SpaceName | bin center
SpaceName | bin point
SpaceName | recycling point
SpaceName | main recycling point
SpaceName | coldroom
SpaceName | deposit room
SpaceName | strong room
SpaceName | mortuary
SpaceName | storage
SpaceName | storeroom
SpaceName | warehouse
SpaceName | hazardous waste storage area
SpaceName | industrial waste storage area
SpaceName | driveway
SpaceName | garage
SpaceName | parking place
SpaceName | vehicle washing bay
SpaceName | car lobby
SpaceName | loading/unloading bay
SpaceName | loading/unloading platform
SpaceName | alighting point
SpaceName | boarding point
SpaceName | drop off point
SpaceName | bus stop
SpaceName | taxi bay
SpaceName | taxi shelter
SpaceName | atrium
SpaceName | concourse
SpaceName | foyer
SpaceName | passenger arrival area
SpaceName | passenger departure area
SpaceName | bed lift lobby
SpaceName | cargo lift lobby
SpaceName | goods lift lobby
SpaceName | common lobby
SpaceName | evacuation lift lobby
SpaceName | fire lift lobby
SpaceName | passenger lift lobby
SpaceName | protected lobby
SpaceName | smoke-free lobby
SpaceName | service lift lobby
SpaceName | equipment platform
SpaceName | pedestrian linkway (with commercial activities)
SpaceName | pedestrian linkway (building to Rapid Transit Stations without commercial activities)
SpaceName | pedestrian linkway (building to building without commercial activities)
SpaceName | pedestrian linkway (standalone type without commercial activities)
SpaceName | promenade
SpaceName | boardwalk
SpaceName | through-block link
SpaceName | access aisle
SpaceName | private corridor
SpaceName | corridor
SpaceName | external corridor
SpaceName | open walkway
SpaceName | covered walkway
SpaceName | footway
SpaceName | pathway
SpaceName | veranda
SpaceName | void deck
SpaceName | external exit staircase
SpaceName | internal exit staircase
SpaceName | external exit passageway
SpaceName | internal exit passageway
SpaceName | external exit ramp
SpaceName | internal exit ramp
SpaceName | staircase
SpaceName | airlock
SpaceName | letter box
SpaceName | dry riser shaft
SpaceName | electrical shaft
SpaceName | gas shaft
SpaceName | ventilation shaft
SpaceName | water shaft
SpaceName | wet riser shaft
SpaceName | lift shaft
SpaceName | telecommunication shaft
SpaceName | chilled water shaft
SpaceName | sewerage shaft
SpaceName | exhaust shaft
SpaceName | refuse chute
SpaceName | recyclables chute
SpaceName | household non-shelter
SpaceName | storey shelter
SpaceName | storey non-shelter
SpaceName | staircase storey shelter
SpaceName | staircase storey non-shelter
SpaceName | rest area
SpaceName | airwell (non-accessible)
AGF_DevelopmentUse | Agriculture
AGF_DevelopmentUse | Beach Area
AGF_DevelopmentUse | Business Park
AGF_DevelopmentUse | Business 1
AGF_DevelopmentUse | Business 2
AGF_DevelopmentUse | Cemetery
AGF_DevelopmentUse | Civic & Community Institution
AGF_DevelopmentUse | Community Institution
AGF_DevelopmentUse | Commercial
AGF_DevelopmentUse | Educational Institution
AGF_DevelopmentUse | Health & Medical Care
AGF_DevelopmentUse | Hotel
AGF_DevelopmentUse | Open Space
AGF_DevelopmentUse | Park
AGF_DevelopmentUse | Place of Worship
AGF_DevelopmentUse | Port/Airport
AGF_DevelopmentUse | Rapid Transit
AGF_DevelopmentUse | Reserve Site
AGF_DevelopmentUse | Residential (Landed)
AGF_DevelopmentUse | Residential (Non-landed)
AGF_DevelopmentUse | Road
AGF_DevelopmentUse | Special Use
AGF_DevelopmentUse | Sports & Recreation
AGF_DevelopmentUse | Transport Facilities
AGF_DevelopmentUse | Utility
AGF_BonusGFAType | Balcony Incentive Scheme
AGF_BonusGFAType | Conserved Bungalows Scheme
AGF_BonusGFAType | Indoor Recreation Spaces Scheme
AGF_BonusGFAType | Built Environment Transformation Scheme
AGF_BonusGFAType | Community and Sports Facilities Scheme
AGF_BonusGFAType | Rooftop ORA on Landscaped Roofs
AGF_BonusGFAType | ORA within Privately-Owned Public Spaces (POPS)
AGF_BonusGFAType | CBD Incentive Scheme
AGF_BonusGFAType | Strategic Development Incentive (SDI) Scheme
AGF_BonusGFAType | Facade Articulation Scheme
AGF_BonusGFAType | Utility GFA for DCS/CCS networks
AGF_Name | AC Ledge | Business 1
AGF_Name | Airwell | Business 1
AGF_Name | ATM Kiosk | Business 1
AGF_Name | Balcony | Business 1
AGF_Name | Bicycle Parking Space | Business 1
AGF_Name | Bin Centre | Business 1
AGF_Name | Bin Point | Business 1
AGF_Name | Cable Chamber | Business 1
AGF_Name | Car Parking Lot (Mechanised) | Business 1
AGF_Name | Cloud Kitchen | Business 1
AGF_Name | Control Room/ Centre | Business 1
AGF_Name | Core Media | Business 1
AGF_Name | Corridor | Business 1
AGF_Name | Courtyard | Business 1
AGF_Name | Data centres/ Server areas/ IT equipment | Business 1
AGF_Name | Discharge Valve Chamber | Business 1
AGF_Name | Driveways | Business 1
AGF_Name | E-Business | Business 1
AGF_Name | End of Trip Facilities | Business 1
AGF_Name | Entrance Canopy | Business 1
AGF_Name | Gondola and working platform | Business 1
AGF_Name | Guardhouse / Sentry Post | Business 1
AGF_Name | Industrial Canteen | Business 1
AGF_Name | Industrial Training Room | Business 1
AGF_Name | Kitchen/ Pantry/ Food Preparation area/ Food Stall | Business 1
AGF_Name | Letter Box Area | Business 1
AGF_Name | Lift Lobby | Business 1
AGF_Name | Lift Motor Room | Business 1
AGF_Name | Loading and Unloading Bay | Business 1
AGF_Name | Loft | Business 1
AGF_Name | M&E Floor | Business 1
AGF_Name | M&E Room (enclosed) | Business 1
AGF_Name | M&E Services (non-load bearing covering above) | Business 1
AGF_Name | M&E Space (unenclosed) | Business 1
AGF_Name | Media/ Audio Visual/ Filming/ Streaming | Business 1
AGF_Name | Meeting Room | Business 1
AGF_Name | Office | Business 1
AGF_Name | On-Site Food Waste Treatment Area | Business 1
AGF_Name | Pavilion | Business 1
AGF_Name | Pick-up/ Drop-off Point | Business 1
AGF_Name | Printing / Publishing | Business 1
AGF_Name | Privately Owned Public Space | Business 1
AGF_Name | RC Ledge | Business 1
AGF_Name | Refuse Chute Chamber | Business 1
AGF_Name | Refuse Room | Business 1
AGF_Name | Residual Area and Corridor (Carpark Floor) | Business 1
AGF_Name | Roof Terrace | Business 1
AGF_Name | Storey Shelter | Business 1
AGF_Name | Swimming Pool | Business 1
AGF_Name | Vending Machine Kiosk | Business 1
AGF_Name | Warehouse/ Storage / Staging | Business 1
AGF_Name | Workshop/ Manufacturing / Production/ Processing/ Yard | Business 1
AGF_Name | AC Ledge | Business 2
AGF_Name | Airwell | Business 2
AGF_Name | Assembly | Business 2
AGF_Name | ATM Kiosk | Business 2
AGF_Name | Balcony | Business 2
AGF_Name | Bicycle Parking Space | Business 2
AGF_Name | Bin Centre | Business 2
AGF_Name | Bin Point | Business 2
AGF_Name | Cable Chamber | Business 2
AGF_Name | Car Parking Lot (Mechanised) | Business 2
AGF_Name | Cloud Kitchen | Business 2
AGF_Name | Control Room/ Centre | Business 2
AGF_Name | Core Media | Business 2
AGF_Name | Corridor | Business 2
AGF_Name | Courtyard | Business 2
AGF_Name | Server areas/ IT equipment | Business 2
AGF_Name | Discharge Valve Chamber | Business 2
AGF_Name | Driveways | Business 2
AGF_Name | E-Business | Business 2
AGF_Name | End of Trip Facilities | Business 2
AGF_Name | Entrance Canopy | Business 2
AGF_Name | Gondola and working platform | Business 2
AGF_Name | Guardhouse / Sentry Post | Business 2
AGF_Name | Industrial Canteen | Business 2
AGF_Name | Industrial Training Room | Business 2
AGF_Name | Kitchen/ Pantry/ Food Preparation area/ Food Stall | Business 2
AGF_Name | Letter Box Area | Business 2
AGF_Name | Lift Lobby | Business 2
AGF_Name | Lift Motor Room | Business 2
AGF_Name | Loading and Unloading Bay | Business 2
AGF_Name | Loft | Business 2
AGF_Name | M&E Floor | Business 2
AGF_Name | M&E Room (enclosed) | Business 2
AGF_Name | M&E Services (non-load bearing covering above) | Business 2
AGF_Name | M&E Space (unenclosed) | Business 2
AGF_Name | Media/ Audio Visual/ Filming/ Streaming | Business 2
AGF_Name | Meeting Room | Business 2
AGF_Name | Office | Business 2
AGF_Name | On-Site Food Waste Treatment Area | Business 2
AGF_Name | Pavilion | Business 2
AGF_Name | Pick-up/ Drop-off Point | Business 2
AGF_Name | Printing / Publishing | Business 2
AGF_Name | Privately Owned Public Space | Business 2
AGF_Name | RC Ledge | Business 2
AGF_Name | Refuse Chute Chamber | Business 2
AGF_Name | Refuse Room | Business 2
AGF_Name | Repair / Servicing | Business 2
AGF_Name | Residual Area and Corridor (Carpark Floor) | Business 2
AGF_Name | Roof Terrace | Business 2
AGF_Name | Storey Shelter | Business 2
AGF_Name | Self-Storage | Business 2
AGF_Name | Swimming Pool | Business 2
AGF_Name | Vending Machine Kiosk | Business 2
AGF_Name | Warehouse/ Storage / Staging | Business 2
AGF_Name | Workshop/ Manufacturing / Production/ Processing/ Yard | Business 2
AGF_Name | AC Ledge | Business Park
AGF_Name | Airwell | Business Park
AGF_Name | ATM Kiosk | Business Park
AGF_Name | Balcony | Business Park
AGF_Name | Bicycle Parking Space | Business Park
AGF_Name | Bin Centre | Business Park
AGF_Name | Bin Point | Business Park
AGF_Name | Cable Chamber | Business Park
AGF_Name | Car Parking Lot (Mechanised) | Business Park
AGF_Name | Central Distribution Centre | Business Park
AGF_Name | Cloud Kitchen | Business Park
AGF_Name | Control Room/ Centre | Business Park
AGF_Name | Core media | Business Park
AGF_Name | Corridor | Business Park
AGF_Name | Courtyard | Business Park
AGF_Name | Server areas/ IT equipment | Business Park
AGF_Name | Data processing | Business Park
AGF_Name | Discharge Valve Chamber | Business Park
AGF_Name | Driveways | Business Park
AGF_Name | E-Business | Business Park
AGF_Name | End of Trip Facilities | Business Park
AGF_Name | Entrance Canopy | Business Park
AGF_Name | Gondola and working platform | Business Park
AGF_Name | Guardhouse / Sentry Post | Business Park
AGF_Name | Industrial Canteen | Business Park
AGF_Name | Industrial Training Room | Business Park
AGF_Name | Kitchen/ Pantry/ Food Preparation area/ Food Stall | Business Park
AGF_Name | Letter Box Area | Business Park
AGF_Name | Lift Lobby | Business Park
AGF_Name | Lift Motor Room | Business Park
AGF_Name | Loading and Unloading Bay | Business Park
AGF_Name | Loft | Business Park
AGF_Name | M&E Floor | Business Park
AGF_Name | M&E Room (enclosed) | Business Park
AGF_Name | M&E Services (non-load bearing covering above) | Business Park
AGF_Name | M&E Space (unenclosed) | Business Park
AGF_Name | Manufacturing (High Tech) | Business Park
AGF_Name | Office | Business Park
AGF_Name | On-Site Food Waste Treatment Area | Business Park
AGF_Name | Outdoor Refreshment Area | Business Park
AGF_Name | Outdoor Refreshment Kiosk | Business Park
AGF_Name | Pavilion | Business Park
AGF_Name | Pick-up/ Drop-off Point | Business Park
AGF_Name | Privately Owned Public Space | Business Park
AGF_Name | Product Design / Development | Business Park
AGF_Name | RC Ledge | Business Park
AGF_Name | Refuse Chute Chamber | Business Park
AGF_Name | Refuse Room | Business Park
AGF_Name | Research / Research & Development | Business Park
AGF_Name | Residual Area and Corridor (Carpark Floor) | Business Park
AGF_Name | Roof Terrace | Business Park
AGF_Name | Stage | Business Park
AGF_Name | Storey Shelter | Business Park
AGF_Name | Swimming Pool | Business Park
AGF_Name | Test Laboratory | Business Park
AGF_Name | Vending Machine Kiosk | Business Park
AGF_Name | Warehouse/ Storage / Staging | Business Park
AGF_Name | Workrooms/ Meeting Area/ Collaboration | Business Park
AGF_Name | AC Ledge | Civic & Community Institution
AGF_Name | Airwell | Civic & Community Institution
AGF_Name | Arts Centre | Civic & Community Institution
AGF_Name | Association | Civic & Community Institution
AGF_Name | ATM Kiosk | Civic & Community Institution
AGF_Name | Balcony | Civic & Community Institution
AGF_Name | Bicycle Parking Space | Civic & Community Institution
AGF_Name | Bin Centre | Civic & Community Institution
AGF_Name | Bin Point | Civic & Community Institution
AGF_Name | Boys' / Girls' Home | Civic & Community Institution
AGF_Name | Bunk/ Resting | Civic & Community Institution
AGF_Name | Cable Chamber | Civic & Community Institution
AGF_Name | Childcare Centre/ Kindergarten | Civic & Community Institution
AGF_Name | Classroom | Civic & Community Institution
AGF_Name | Columbarium | Civic & Community Institution
AGF_Name | Community/ Social Uses | Civic & Community Institution
AGF_Name | Control Room/ Centre | Civic & Community Institution
AGF_Name | Corridor | Civic & Community Institution
AGF_Name | Court/ Pitch/ Field | Civic & Community Institution
AGF_Name | Courtroom | Civic & Community Institution
AGF_Name | Courtyard | Civic & Community Institution
AGF_Name | Cultural Centre / Heritage Centre | Civic & Community Institution
AGF_Name | Discharge Valve Chamber | Civic & Community Institution
AGF_Name | Driveways | Civic & Community Institution
AGF_Name | Educational / Training Institutions | Civic & Community Institution
AGF_Name | Elderly Day-Care Centre | Civic & Community Institution
AGF_Name | Embalming Facilities | Civic & Community Institution
AGF_Name | Embassy / Consulate / High Commision | Civic & Community Institution
AGF_Name | Entrance Canopy | Civic & Community Institution
AGF_Name | Equipment/ Storage | Civic & Community Institution
AGF_Name | Evidence Room | Civic & Community Institution
AGF_Name | Examination Room | Civic & Community Institution
AGF_Name | Exhibit Area | Civic & Community Institution
AGF_Name | Façade Articulation | Civic & Community Institution
AGF_Name | Family Service Centre | Civic & Community Institution
AGF_Name | Foreign Domestic Workers Hostel | Civic & Community Institution
AGF_Name | Function Room | Civic & Community Institution
AGF_Name | Funeral Parlour | Civic & Community Institution
AGF_Name | Funeral-related Uses | Civic & Community Institution
AGF_Name | Gondola and working platform | Civic & Community Institution
AGF_Name | Government Building / Office | Civic & Community Institution
AGF_Name | Guardhouse / Sentry Post | Civic & Community Institution
AGF_Name | Holding Area/ Cell | Civic & Community Institution
AGF_Name | Inmate Dayrooms | Civic & Community Institution
AGF_Name | Interview Room | Civic & Community Institution
AGF_Name | Judge Chambers | Civic & Community Institution
AGF_Name | Kitchen/ Pantry/ Food Preparation area | Civic & Community Institution
AGF_Name | Letter Box Area | Civic & Community Institution
AGF_Name | Library | Civic & Community Institution
AGF_Name | Lift Lobby | Civic & Community Institution
AGF_Name | Lift Motor Room | Civic & Community Institution
AGF_Name | Loading and Unloading Bay | Civic & Community Institution
AGF_Name | M&E Floor | Civic & Community Institution
AGF_Name | M&E Room (enclosed) | Civic & Community Institution
AGF_Name | M&E Services (non-load bearing covering above) | Civic & Community Institution
AGF_Name | M&E Space (unenclosed) | Civic & Community Institution
AGF_Name | Meditation Space | Civic & Community Institution
AGF_Name | Meeting Room | Civic & Community Institution
AGF_Name | Museum | Civic & Community Institution
AGF_Name | Office | Civic & Community Institution
AGF_Name | Outdoor Refreshment Area | Civic & Community Institution
AGF_Name | Outdoor Refreshment Kiosk | Civic & Community Institution
AGF_Name | Pavilion | Civic & Community Institution
AGF_Name | Performance/ Theatre/ Auditorium | Civic & Community Institution
AGF_Name | Pick-up/ Drop-off Point | Civic & Community Institution
AGF_Name | Privately Owned Public Space | Civic & Community Institution
AGF_Name | RC Ledge | Civic & Community Institution
AGF_Name | Refuse Chute Chamber | Civic & Community Institution
AGF_Name | Refuse Room | Civic & Community Institution
AGF_Name | Residual Area and Corridor (Carpark Floor) | Civic & Community Institution
AGF_Name | Roof Terrace | Civic & Community Institution
AGF_Name | Secure Visiting Room | Civic & Community Institution
AGF_Name | Security /Control | Civic & Community Institution
AGF_Name | Social Services Facilities | Civic & Community Institution
AGF_Name | Stage | Civic & Community Institution
AGF_Name | Storey Shelter | Civic & Community Institution
AGF_Name | Student Care Centre | Civic & Community Institution
AGF_Name | Swimming Pool | Civic & Community Institution
AGF_Name | Vending Machine Kiosk | Civic & Community Institution
AGF_Name | Welfare Home | Civic & Community Institution
AGF_Name | Workers' Dormitory | Civic & Community Institution
AGF_Name | AC Ledge | Commercial
AGF_Name | Airwell | Commercial
AGF_Name | Amusement Centre | Commercial
AGF_Name | ATM Kiosk | Commercial
AGF_Name | Auto Accessories/Tyre & Battery Shop | Commercial
AGF_Name | Balcony | Commercial
AGF_Name | Bank | Commercial
AGF_Name | Bar/Pub | Commercial
AGF_Name | Beauty Salon | Commercial
AGF_Name | Betting Centre | Commercial
AGF_Name | Bicycle Parking Space | Commercial
AGF_Name | Bin Centre | Commercial
AGF_Name | Bin Point | Commercial
AGF_Name | Cable Chamber | Commercial
AGF_Name | Car Parking Lot (Mechanised) | Commercial
AGF_Name | Car Polishing & Waxing | Commercial
AGF_Name | Childcare Centre/ Kindergarten | Commercial
AGF_Name | Cinema | Commercial
AGF_Name | Coffin Shop | Commercial
AGF_Name | Commercial School | Commercial
AGF_Name | Control Room/ Centre | Commercial
AGF_Name | Convention Centre / Exhibition | Commercial
AGF_Name | Corridor | Commercial
AGF_Name | Court/ Pitch/ Field | Commercial
AGF_Name | Courtyard | Commercial
AGF_Name | Discharge Valve Chamber | Commercial
AGF_Name | Driveways | Commercial
AGF_Name | End of Trip Facilities | Commercial
AGF_Name | Entrance Canopy | Commercial
AGF_Name | Equipment/ Storage | Commercial
AGF_Name | Façade Articulation | Commercial
AGF_Name | Foot Reflexology | Commercial
AGF_Name | Function Room | Commercial
AGF_Name | Gondola and working platform | Commercial
AGF_Name | Guardhouse / Sentry Post | Commercial
AGF_Name | Gym/Fitness Centre | Commercial
AGF_Name | Hawker/Food Centre/Canteen | Commercial
AGF_Name | Karaoke Lounge | Commercial
AGF_Name | Kiosk (Retail) | Commercial
AGF_Name | Kitchen/ Pantry/ Food Preparation area/ Food Stall | Commercial
AGF_Name | Laundromat | Commercial
AGF_Name | Letter Box Area | Commercial
AGF_Name | Lift Lobby | Commercial
AGF_Name | Lift Motor Room | Commercial
AGF_Name | Loading and Unloading Bay | Commercial
AGF_Name | Loft | Commercial
AGF_Name | M&E Floor | Commercial
AGF_Name | M&E Room (enclosed) | Commercial
AGF_Name | M&E Services (non-load bearing covering above) | Commercial
AGF_Name | M&E Space (unenclosed) | Commercial
AGF_Name | Market | Commercial
AGF_Name | Massage Establishment | Commercial
AGF_Name | Medical Clinic | Commercial
AGF_Name | Medical Clinic/ Suites | Commercial
AGF_Name | Meditation Centre | Commercial
AGF_Name | Meeting Room | Commercial
AGF_Name | Minimart | Commercial
AGF_Name | Nightclub | Commercial
AGF_Name | Office | Commercial
AGF_Name | On-Site Food Waste Treatment Area | Commercial
AGF_Name | Outdoor Refreshment Area | Commercial
AGF_Name | Outdoor Refreshment Kiosk | Commercial
AGF_Name | Pavilion | Commercial
AGF_Name | Pet Boarding/Pet Day Care | Commercial
AGF_Name | Pet Shop/Pet Grooming | Commercial
AGF_Name | Petrol Station | Commercial
AGF_Name | Pick-up/ Drop-off Point | Commercial
AGF_Name | Private Commercial Foreign System School | Commercial
AGF_Name | Privately Owned Public Space | Commercial
AGF_Name | RC Ledge | Commercial
AGF_Name | Refuse Chute Chamber | Commercial
AGF_Name | Refuse Room | Commercial
AGF_Name | Residual Area and Corridor (Carpark Floor) | Commercial
AGF_Name | Restaurant | Commercial
AGF_Name | Restaurant and bar | Commercial
AGF_Name | Restaurant and bar with live entertainment | Commercial
AGF_Name | Restaurant with live entertainment | Commercial
AGF_Name | Roof Terrace | Commercial
AGF_Name | Shop | Commercial
AGF_Name | Showroom | Commercial
AGF_Name | Stage | Commercial
AGF_Name | Storey Shelter | Commercial
AGF_Name | Supermarket | Commercial
AGF_Name | Swimming Pool | Commercial
AGF_Name | Takeaway Food Shop | Commercial
AGF_Name | Traditional Chinese Medicine | Commercial
AGF_Name | Vending Machine Kiosk | Commercial
AGF_Name | Vet Clinic/ Animal Hospital | Commercial
AGF_Name | Visitor Centre | Commercial
AGF_Name | Wholesale and Distribution Centre | Commercial
AGF_Name | Work Booth | Commercial
AGF_Name | AC Ledge | Educational Institution
AGF_Name | Airwell | Educational Institution
AGF_Name | Balcony | Educational Institution
AGF_Name | Bicycle Parking Space | Educational Institution
AGF_Name | Bin Centre | Educational Institution
AGF_Name | Bin Point | Educational Institution
AGF_Name | Cable Chamber | Educational Institution
AGF_Name | Childcare Centre/ Kindergarten | Educational Institution
AGF_Name | Classroom | Educational Institution
AGF_Name | Computer room | Educational Institution
AGF_Name | Control Room/ Centre | Educational Institution
AGF_Name | Corridor | Educational Institution
AGF_Name | Court/ Pitch/ Field | Educational Institution
AGF_Name | Courtyard | Educational Institution
AGF_Name | Discharge Valve Chamber | Educational Institution
AGF_Name | Driveways | Educational Institution
AGF_Name | End of Trip Facilities | Educational Institution
AGF_Name | Entrance Canopy | Educational Institution
AGF_Name | Equipment/ Storage | Educational Institution
AGF_Name | Façade Articulation | Educational Institution
AGF_Name | Gondola and working platform | Educational Institution
AGF_Name | Guardhouse / Sentry Post | Educational Institution
AGF_Name | Home Economics/ Cooking | Educational Institution
AGF_Name | Laboratory | Educational Institution
AGF_Name | Lecture Theatre | Educational Institution
AGF_Name | Leisure Room | Educational Institution
AGF_Name | Letter Box Area | Educational Institution
AGF_Name | Lift Lobby | Educational Institution
AGF_Name | Lift Motor Room | Educational Institution
AGF_Name | Loading and Unloading Bay | Educational Institution
AGF_Name | M&E Room (enclosed) | Educational Institution
AGF_Name | M&E Services (non-load bearing covering above) | Educational Institution
AGF_Name | M&E Space (unenclosed) | Educational Institution
AGF_Name | Multipurpose Hall/ Sports Hall | Educational Institution
AGF_Name | Music room | Educational Institution
AGF_Name | Pavilion | Educational Institution
AGF_Name | Pick-up/ Drop-off Point | Educational Institution
AGF_Name | Privately Owned Public Space | Educational Institution
AGF_Name | RC Ledge | Educational Institution
AGF_Name | Refuse Chute Chamber | Educational Institution
AGF_Name | Refuse Room | Educational Institution
AGF_Name | Religious Facilities | Educational Institution
AGF_Name | Residual Area and Corridor (Carpark Floor) | Educational Institution
AGF_Name | Roof Terrace | Educational Institution
AGF_Name | School Canteen | Educational Institution
AGF_Name | School Gym | Educational Institution
AGF_Name | School Library | Educational Institution
AGF_Name | Special Needs | Educational Institution
AGF_Name | Stage | Educational Institution
AGF_Name | Storey Shelter | Educational Institution
AGF_Name | Students' Hostel | Educational Institution
AGF_Name | Studio | Educational Institution
AGF_Name | Study Area | Educational Institution
AGF_Name | Swimming Pool | Educational Institution
AGF_Name | Teachers / Staff room | Educational Institution
AGF_Name | Vending Machine Kiosk | Educational Institution
AGF_Name | Workshop | Educational Institution
AGF_Name | AC Ledge | Health & Medical Care
AGF_Name | Airwell | Health & Medical Care
AGF_Name | ATM Kiosk | Health & Medical Care
AGF_Name | Balcony | Health & Medical Care
AGF_Name | Bicycle Parking Space | Health & Medical Care
AGF_Name | Bin Centre | Health & Medical Care
AGF_Name | Bin Point | Health & Medical Care
AGF_Name | Cable Chamber | Health & Medical Care
AGF_Name | Car Parking Lot (Mechanised) | Health & Medical Care
AGF_Name | Consulting rooms | Health & Medical Care
AGF_Name | Control Room/ Centre | Health & Medical Care
AGF_Name | Corridor | Health & Medical Care
AGF_Name | Courtyard | Health & Medical Care
AGF_Name | Discharge Valve Chamber | Health & Medical Care
AGF_Name | Driveways | Health & Medical Care
AGF_Name | End of Trip Facilities | Health & Medical Care
AGF_Name | Entrance Canopy | Health & Medical Care
AGF_Name | Equipment/ Storage | Health & Medical Care
AGF_Name | Façade Articulation | Health & Medical Care
AGF_Name | First aid rooms | Health & Medical Care
AGF_Name | Function Room | Health & Medical Care
AGF_Name | Gondola and working platform | Health & Medical Care
AGF_Name | Guardhouse / Sentry Post | Health & Medical Care
AGF_Name | Hospice | Health & Medical Care
AGF_Name | Intensive care units | Health & Medical Care
AGF_Name | Isolation units | Health & Medical Care
AGF_Name | Kitchen/ Pantry/ Food Preparation area | Health & Medical Care
AGF_Name | Letter Box Area | Health & Medical Care
AGF_Name | Lift Lobby | Health & Medical Care
AGF_Name | Lift Motor Room | Health & Medical Care
AGF_Name | Loading and Unloading Bay | Health & Medical Care
AGF_Name | Lounge | Health & Medical Care
AGF_Name | M&E Floor | Health & Medical Care
AGF_Name | M&E Room (enclosed) | Health & Medical Care
AGF_Name | M&E Services (non-load bearing covering above) | Health & Medical Care
AGF_Name | M&E Space (unenclosed) | Health & Medical Care
AGF_Name | Medical Clinic/ Suites | Health & Medical Care
AGF_Name | Medical scanning and x-ray rooms | Health & Medical Care
AGF_Name | Medical treatment rooms | Health & Medical Care
AGF_Name | Meeting Room | Health & Medical Care
AGF_Name | Nursing Home | Health & Medical Care
AGF_Name | Occupational therapy rooms | Health & Medical Care
AGF_Name | Office | Health & Medical Care
AGF_Name | Operating theatres | Health & Medical Care
AGF_Name | Outdoor Refreshment Area | Health & Medical Care
AGF_Name | Outdoor Refreshment Kiosk | Health & Medical Care
AGF_Name | Pavilion | Health & Medical Care
AGF_Name | Pharmacy | Health & Medical Care
AGF_Name | Phototherapy | Health & Medical Care
AGF_Name | Physiotherapy | Health & Medical Care
AGF_Name | Pick-up/ Drop-off Point | Health & Medical Care
AGF_Name | Privately Owned Public Space | Health & Medical Care
AGF_Name | RC Ledge | Health & Medical Care
AGF_Name | Refuse Chute Chamber | Health & Medical Care
AGF_Name | Refuse Room | Health & Medical Care
AGF_Name | Rehabilitation rooms | Health & Medical Care
AGF_Name | Residual Area and Corridor (Carpark Floor) | Health & Medical Care
AGF_Name | Roof Terrace | Health & Medical Care
AGF_Name | Staff Quarters | Health & Medical Care
AGF_Name | Stage | Health & Medical Care
AGF_Name | Storey Shelter | Health & Medical Care
AGF_Name | Swimming Pool | Health & Medical Care
AGF_Name | Vending Machine Kiosk | Health & Medical Care
AGF_Name | Wards | Health & Medical Care
AGF_Name | AC Ledge | Hotel
AGF_Name | Airwell | Hotel
AGF_Name | ATM Kiosk | Hotel
AGF_Name | Audio Visual Room | Hotel
AGF_Name | Back of House | Hotel
AGF_Name | Backpackers' Hostel | Hotel
AGF_Name | Balcony | Hotel
AGF_Name | Banquet Hall/ Ballroom | Hotel
AGF_Name | Bicycle Parking Space | Hotel
AGF_Name | Bin Centre | Hotel
AGF_Name | Bin Point | Hotel
AGF_Name | Cable Chamber | Hotel
AGF_Name | Car Parking Lot (Mechanised) | Hotel
AGF_Name | Clubhouse | Hotel
AGF_Name | Conserved Bungalow | Hotel
AGF_Name | Control Room/ Centre | Hotel
AGF_Name | Corridor | Hotel
AGF_Name | Courtyard | Hotel
AGF_Name | Discharge Valve Chamber | Hotel
AGF_Name | Driveways | Hotel
AGF_Name | End of Trip Facilities | Hotel
AGF_Name | Entrance Canopy | Hotel
AGF_Name | Equipment/ Storage | Hotel
AGF_Name | Façade Articulation | Hotel
AGF_Name | Function Room | Hotel
AGF_Name | Gondola and working platform | Hotel
AGF_Name | Guardhouse / Sentry Post | Hotel
AGF_Name | Guest Room/ Hotel Room | Hotel
AGF_Name | Gym/Fitness Centre (for Hotel guests only) | Hotel
AGF_Name | Kitchen/ Food Preparation area | Hotel
AGF_Name | Letter Box Area | Hotel
AGF_Name | Lift Lobby | Hotel
AGF_Name | Lift Motor Room | Hotel
AGF_Name | Loading and Unloading Bay | Hotel
AGF_Name | Lounge | Hotel
AGF_Name | M&E Floor | Hotel
AGF_Name | M&E Room (enclosed) | Hotel
AGF_Name | M&E Services (non-load bearing covering above) | Hotel
AGF_Name | M&E Space (unenclosed) | Hotel
AGF_Name | Meeting/ Board/ Conference Room | Hotel
AGF_Name | Outdoor Refreshment Area | Hotel
AGF_Name | Outdoor Refreshment Kiosk | Hotel
AGF_Name | Pavilion | Hotel
AGF_Name | Pick-up/ Drop-off Point | Hotel
AGF_Name | Privately Owned Public Space | Hotel
AGF_Name | RC Ledge | Hotel
AGF_Name | Reflexology/ Massage (for Hotel guests only) | Hotel
AGF_Name | Refuse Chute Chamber | Hotel
AGF_Name | Refuse Room | Hotel
AGF_Name | Residual Area and Corridor (Carpark Floor) | Hotel
AGF_Name | Roof Terrace | Hotel
AGF_Name | Staff Quarters | Hotel
AGF_Name | Stage | Hotel
AGF_Name | Storey Shelter | Hotel
AGF_Name | Swimming Pool | Hotel
AGF_Name | Vending Machine Kiosk | Hotel
AGF_Name | AC Ledge | Place of Worship
AGF_Name | Airwell | Place of Worship
AGF_Name | ATM Kiosk | Place of Worship
AGF_Name | Balcony | Place of Worship
AGF_Name | Bicycle Parking Space | Place of Worship
AGF_Name | Bin Centre | Place of Worship
AGF_Name | Bin Point | Place of Worship
AGF_Name | Cable Chamber | Place of Worship
AGF_Name | Chapel | Place of Worship
AGF_Name | Columbarium | Place of Worship
AGF_Name | Control Room/ Centre | Place of Worship
AGF_Name | Corridor | Place of Worship
AGF_Name | Courtyard | Place of Worship
AGF_Name | Cultural | Place of Worship
AGF_Name | Discharge Valve Chamber | Place of Worship
AGF_Name | Driveways | Place of Worship
AGF_Name | End of Trip Facilities | Place of Worship
AGF_Name | Entrance Canopy | Place of Worship
AGF_Name | Equipment/ Storage | Place of Worship
AGF_Name | Function Room | Place of Worship
AGF_Name | Gondola and working platform | Place of Worship
AGF_Name | Guardhouse / Sentry Post | Place of Worship
AGF_Name | Kitchen/ Pantry/ Food Preparation area | Place of Worship
AGF_Name | Letter Box Area | Place of Worship
AGF_Name | Library | Place of Worship
AGF_Name | Lift Lobby | Place of Worship
AGF_Name | Lift Motor Room | Place of Worship
AGF_Name | Loading and Unloading Bay | Place of Worship
AGF_Name | M&E Floor | Place of Worship
AGF_Name | M&E Room (enclosed) | Place of Worship
AGF_Name | M&E Services (non-load bearing covering above) | Place of Worship
AGF_Name | M&E Space (unenclosed) | Place of Worship
AGF_Name | Meditation Space | Place of Worship
AGF_Name | Meeting Room | Place of Worship
AGF_Name | Non-religious Use | Place of Worship
AGF_Name | Office | Place of Worship
AGF_Name | Pavilion | Place of Worship
AGF_Name | Pick-up/ Drop-off Point | Place of Worship
AGF_Name | Praying Area | Place of Worship
AGF_Name | Quarters | Place of Worship
AGF_Name | RC Ledge | Place of Worship
AGF_Name | Refuse Chute Chamber | Place of Worship
AGF_Name | Refuse Room | Place of Worship
AGF_Name | Religious School | Place of Worship
AGF_Name | Religious Teachings | Place of Worship
AGF_Name | Religious Use | Place of Worship
AGF_Name | Residual Area and Corridor (Carpark Floor) | Place of Worship
AGF_Name | Roof Terrace | Place of Worship
AGF_Name | Shrine | Place of Worship
AGF_Name | Stage | Place of Worship
AGF_Name | Storey Shelter | Place of Worship
AGF_Name | Swimming Pool | Place of Worship
AGF_Name | Theatre/ Auditorium | Place of Worship
AGF_Name | Vending Machine Kiosk | Place of Worship
AGF_Name | AC Ledge | Rapid Transit
AGF_Name | Airwell | Rapid Transit
AGF_Name | ATM Kiosk | Rapid Transit
AGF_Name | Bicycle Parking Space | Rapid Transit
AGF_Name | Bin Centre | Rapid Transit
AGF_Name | Bin Point | Rapid Transit
AGF_Name | Cable Chamber | Rapid Transit
AGF_Name | Cleaning Area | Rapid Transit
AGF_Name | Control Room/ Centre | Rapid Transit
AGF_Name | Corridor | Rapid Transit
AGF_Name | Courtyard | Rapid Transit
AGF_Name | Discharge Valve Chamber | Rapid Transit
AGF_Name | Driveways | Rapid Transit
AGF_Name | End of Trip Facilities | Rapid Transit
AGF_Name | Entrance Canopy | Rapid Transit
AGF_Name | Equipment/ Storage | Rapid Transit
AGF_Name | Gondola and working platform | Rapid Transit
AGF_Name | Inspection | Rapid Transit
AGF_Name | Letter Box Area | Rapid Transit
AGF_Name | Lift Lobby | Rapid Transit
AGF_Name | Lift Motor Room | Rapid Transit
AGF_Name | Loading and Unloading Bay | Rapid Transit
AGF_Name | M&E Floor | Rapid Transit
AGF_Name | M&E Room (enclosed) | Rapid Transit
AGF_Name | M&E Space (unenclosed) | Rapid Transit
AGF_Name | Office | Rapid Transit
AGF_Name | Pick-up/ Drop-off Point | Rapid Transit
AGF_Name | Platform Area | Rapid Transit
AGF_Name | Privately Owned Public Space | Rapid Transit
AGF_Name | RC Ledge | Rapid Transit
AGF_Name | Refuse Chute Chamber | Rapid Transit
AGF_Name | Refuse Room | Rapid Transit
AGF_Name | Residual Area and Corridor (Carpark Floor) | Rapid Transit
AGF_Name | Roof Terrace | Rapid Transit
AGF_Name | Station Control | Rapid Transit
AGF_Name | Storey Shelter | Rapid Transit
AGF_Name | Vending Machine Kiosk | Rapid Transit
AGF_Name | AC Ledge | Residential (Landed)
AGF_Name | Airwell | Residential (Landed)
AGF_Name | Balcony | Residential (Landed)
AGF_Name | Bathroom | Residential (Landed)
AGF_Name | Bedroom | Residential (Landed)
AGF_Name | Bin Centre | Residential (Landed)
AGF_Name | Bin Point | Residential (Landed)
AGF_Name | Bomb Shelter | Residential (Landed)
AGF_Name | Car Porch/Garage | Residential (Landed)
AGF_Name | Corridor | Residential (Landed)
AGF_Name | Courtyard | Residential (Landed)
AGF_Name | Dining Room | Residential (Landed)
AGF_Name | Discharge Valve Chamber | Residential (Landed)
AGF_Name | Family area | Residential (Landed)
AGF_Name | Household Shelter | Residential (Landed)
AGF_Name | Kitchen | Residential (Landed)
AGF_Name | Lift Lobby | Residential (Landed)
AGF_Name | Lift Motor Room | Residential (Landed)
AGF_Name | Living Room | Residential (Landed)
AGF_Name | Meter Compartment | Residential (Landed)
AGF_Name | RC Ledge | Residential (Landed)
AGF_Name | Roof Terrace | Residential (Landed)
AGF_Name | Storey Shelter | Residential (Landed)
AGF_Name | Swimming Pool | Residential (Landed)
AGF_Name | AC Ledge | Residential (Non-landed)
AGF_Name | Airwell | Residential (Non-landed)
AGF_Name | ATM Kiosk | Residential (Non-landed)
AGF_Name | Balcony | Residential (Non-landed)
AGF_Name | Bicycle Parking Space | Residential (Non-landed)
AGF_Name | Bin Centre | Residential (Non-landed)
AGF_Name | Bin Point | Residential (Non-landed)
AGF_Name | Cable Chamber | Residential (Non-landed)
AGF_Name | Car Parking Lot (Mechanised) | Residential (Non-landed)
AGF_Name | Car Porch/Garage | Residential (Non-landed)
AGF_Name | Conserved Bungalow | Residential (Non-landed)
AGF_Name | Control Room/ Centre | Residential (Non-landed)
AGF_Name | Corridor | Residential (Non-landed)
AGF_Name | Courtyard | Residential (Non-landed)
AGF_Name | Discharge Valve Chamber | Residential (Non-landed)
AGF_Name | Driveways | Residential (Non-landed)
AGF_Name | Dwelling Unit (Nett) | Residential (Non-landed)
AGF_Name | Entrance Canopy | Residential (Non-landed)
AGF_Name | Gondola and working platform | Residential (Non-landed)
AGF_Name | Guardhouse / Sentry Post | Residential (Non-landed)
AGF_Name | Indoor Recreation Space | Residential (Non-landed)
AGF_Name | Letter Box Area | Residential (Non-landed)
AGF_Name | Lift Lobby | Residential (Non-landed)
AGF_Name | Lift Motor Room | Residential (Non-landed)
AGF_Name | Loft | Residential (Non-landed)
AGF_Name | M&E Room (enclosed) | Residential (Non-landed)
AGF_Name | M&E Services (non-load bearing covering above) | Residential (Non-landed)
AGF_Name | M&E Space (unenclosed) | Residential (Non-landed)
AGF_Name | Pavilion | Residential (Non-landed)
AGF_Name | Pick-up/ Drop-off Point | Residential (Non-landed)
AGF_Name | Private Enclosed Space | Residential (Non-landed)
AGF_Name | Privately Owned Public Space | Residential (Non-landed)
AGF_Name | RC Ledge | Residential (Non-landed)
AGF_Name | Refuse Chute Chamber | Residential (Non-landed)
AGF_Name | Refuse Room | Residential (Non-landed)
AGF_Name | Residual Area and Corridor (Carpark Floor) | Residential (Non-landed)
AGF_Name | Roof Terrace | Residential (Non-landed)
AGF_Name | Serviced Apartment Unit (Nett) | Residential (Non-landed)
AGF_Name | Storey Shelter | Residential (Non-landed)
AGF_Name | Students' Hostel | Residential (Non-landed)
AGF_Name | Swimming Pool | Residential (Non-landed)
AGF_Name | Tennis Court | Residential (Non-landed)
AGF_Name | Vending Machine Kiosk | Residential (Non-landed)
AGF_Name | Visitors' Hostel | Residential (Non-landed)
AGF_Name | AC Ledge | Sports & Recreation
AGF_Name | Airwell | Sports & Recreation
AGF_Name | ATM Kiosk | Sports & Recreation
AGF_Name | Audio Visual Room | Sports & Recreation
AGF_Name | Back of House | Sports & Recreation
AGF_Name | Balcony | Sports & Recreation
AGF_Name | Bicycle Parking Space | Sports & Recreation
AGF_Name | Bin Centre | Sports & Recreation
AGF_Name | Bin Point | Sports & Recreation
AGF_Name | Cable Chamber | Sports & Recreation
AGF_Name | Chalet / Bungalow | Sports & Recreation
AGF_Name | Clubhouse | Sports & Recreation
AGF_Name | Control Room/ Centre | Sports & Recreation
AGF_Name | Corridor | Sports & Recreation
AGF_Name | Court/ Pitch/ Field | Sports & Recreation
AGF_Name | Courtyard | Sports & Recreation
AGF_Name | Discharge Valve Chamber | Sports & Recreation
AGF_Name | Dressroom | Sports & Recreation
AGF_Name | Driveways | Sports & Recreation
AGF_Name | Entrance Canopy | Sports & Recreation
AGF_Name | Equipment/ Storage | Sports & Recreation
AGF_Name | Exhibition Room | Sports & Recreation
AGF_Name | Function Room | Sports & Recreation
AGF_Name | Guardhouse / Sentry Post | Sports & Recreation
AGF_Name | Gym/Fitness Centre | Sports & Recreation
AGF_Name | Letter Box Area | Sports & Recreation
AGF_Name | Lift Lobby | Sports & Recreation
AGF_Name | Lift Motor Room | Sports & Recreation
AGF_Name | Loading and Unloading Bay | Sports & Recreation
AGF_Name | Lounge | Sports & Recreation
AGF_Name | M&E Floor | Sports & Recreation
AGF_Name | M&E Room (enclosed) | Sports & Recreation
AGF_Name | M&E Services (non-load bearing covering above) | Sports & Recreation
AGF_Name | M&E Space (unenclosed) | Sports & Recreation
AGF_Name | Meeting Room | Sports & Recreation
AGF_Name | Multipurpose Hall/ Sports Hall | Sports & Recreation
AGF_Name | Office | Sports & Recreation
AGF_Name | Outdoor Refreshment Area | Sports & Recreation
AGF_Name | Outdoor Refreshment Kiosk | Sports & Recreation
AGF_Name | Pavilion | Sports & Recreation
AGF_Name | Pick-up/ Drop-off Point | Sports & Recreation
AGF_Name | Privately Owned Public Space | Sports & Recreation
AGF_Name | RC Ledge | Sports & Recreation
AGF_Name | Recreational Club | Sports & Recreation
AGF_Name | Refuse Chute Chamber | Sports & Recreation
AGF_Name | Refuse Room | Sports & Recreation
AGF_Name | Residual Area and Corridor (Carpark Floor) | Sports & Recreation
AGF_Name | Roof Terrace | Sports & Recreation
AGF_Name | Security / Control | Sports & Recreation
AGF_Name | Stage | Sports & Recreation
AGF_Name | Storey Shelter | Sports & Recreation
AGF_Name | Studio | Sports & Recreation
AGF_Name | Swimming Pool | Sports & Recreation
AGF_Name | Theatre/ Auditorium | Sports & Recreation
AGF_Name | Theme Park | Sports & Recreation
AGF_Name | Vending Machine Kiosk | Sports & Recreation
AGF_Name | Viewing Gallery | Sports & Recreation
AGF_Name | AC Ledge | Transport Facilities
AGF_Name | Airwell | Transport Facilities
AGF_Name | ATM Kiosk | Transport Facilities
AGF_Name | Bicycle Parking Space | Transport Facilities
AGF_Name | Bin Centre | Transport Facilities
AGF_Name | Bin Point | Transport Facilities
AGF_Name | Cable Chamber | Transport Facilities
AGF_Name | Cleaning Area | Transport Facilities
AGF_Name | Control Room/ Centre | Transport Facilities
AGF_Name | Corridor | Transport Facilities
AGF_Name | Courtyard | Transport Facilities
AGF_Name | Depot | Transport Facilities
AGF_Name | Discharge Valve Chamber | Transport Facilities
AGF_Name | Driveways | Transport Facilities
AGF_Name | Entrance Canopy | Transport Facilities
AGF_Name | Equipment Storage | Transport Facilities
AGF_Name | Fuelling Space | Transport Facilities
AGF_Name | Gondola and working platform | Transport Facilities
AGF_Name | Letter Box Area | Transport Facilities
AGF_Name | Lift Lobby | Transport Facilities
AGF_Name | Lift Motor Room | Transport Facilities
AGF_Name | Loading and Unloading Bay | Transport Facilities
AGF_Name | M&E Floor | Transport Facilities
AGF_Name | M&E Room (enclosed) | Transport Facilities
AGF_Name | M&E Space (unenclosed) | Transport Facilities
AGF_Name | Office | Transport Facilities
AGF_Name | Pick-up/ Drop-off Point | Transport Facilities
AGF_Name | RC Ledge | Transport Facilities
AGF_Name | Refuse Chute Chamber | Transport Facilities
AGF_Name | Refuse Room | Transport Facilities
AGF_Name | Repair Yard | Transport Facilities
AGF_Name | Residual Area and Corridor (Carpark Floor) | Transport Facilities
AGF_Name | Roof Terrace | Transport Facilities
AGF_Name | Servicing and Testing | Transport Facilities
AGF_Name | Standing space (Vehicular) | Transport Facilities
AGF_Name | Storey Shelter | Transport Facilities
AGF_Name | Vending Machine Kiosk | Transport Facilities
AGF_Name | AC Ledge | Utility
AGF_Name | Airwell | Utility
AGF_Name | ATM Kiosk | Utility
AGF_Name | Bicycle Parking Space | Utility
AGF_Name | Bin Centre | Utility
AGF_Name | Bin Point | Utility
AGF_Name | Cable Chamber | Utility
AGF_Name | Control Room/ Centre | Utility
AGF_Name | Corridor | Utility
AGF_Name | Courtyard | Utility
AGF_Name | Discharge Valve Chamber | Utility
AGF_Name | Driveways | Utility
AGF_Name | End of Trip Facilities | Utility
AGF_Name | Entrance Canopy | Utility
AGF_Name | Gondola and working platform | Utility
AGF_Name | Letter Box Area | Utility
AGF_Name | Lift Lobby | Utility
AGF_Name | Lift Motor Room | Utility
AGF_Name | Loading and Unloading Bay | Utility
AGF_Name | M&E Floor | Utility
AGF_Name | M&E Room (enclosed) | Utility
AGF_Name | M&E Space (unenclosed) | Utility
AGF_Name | Office | Utility
AGF_Name | Pick-up/ Drop-off Point | Utility
AGF_Name | Privately Owned Public Space | Utility
AGF_Name | RC Ledge | Utility
AGF_Name | Receiving/ Transmitting | Utility
AGF_Name | Refuse Chute Chamber | Utility
AGF_Name | Refuse Room | Utility
AGF_Name | Residual Area and Corridor (Carpark Floor) | Utility
AGF_Name | Roof Terrace | Utility
AGF_Name | Storey Shelter | Utility
AGF_Name | Treatment Area | Utility
AGF_Name | Vending Machine Kiosk | Utility
AGF_Name | Voltage/ Transformer | Utility
AGF_BuildingTypology | Flats
AGF_BuildingTypology | Condominium
AGF_BuildingTypology | Shophouse
AGF_BuildingTypology | Terrace House
AGF_BuildingTypology | Detached House
AGF_BuildingTypology | Semi-Detached House
AGF_BuildingTypology | Good Class Bungalow
AGF_BuildingTypology | Strata-Landed Housing
AGF_BuildingTypology | Serviced Apartments
AGF_BuildingTypology | Polyclinic
AGF_BuildingTypology | Data Centre
AGF_BuildingTypology | Community Club / Centre
AGF_BuildingTypology | Adult Disability Home
AGF_BuildingTypology | Medical Centre
AGF_BuildingTypology | Public Acute Hospital
AGF_BuildingTypology | Public Community Hospital
AGF_BuildingTypology | Private Hospital
AGF_BuildingTypology | Assisted Living Facility
AGF_BuildingTypology | Confinement Centre
AGF_BuildingTypology | Service Apartment II
AGF_BuildingTypology | Adventure Centre / Campsite
AGF_BuildingTypology | Farm
AGF_BuildingTypology | Airport
AGF_BuildingTypology | Port
AGF_BuildingTypology | Light Industry
AGF_BuildingTypology | Clean Industry
AGF_BuildingTypology | General Industry
AGF_BuildingTypology | Special Industry
AGF_BuildingTypology | Serviced Apartments
ALS_LandscapeType | Turfing
ALS_LandscapeType | Groundcovers
ALS_LandscapeType | Shrubs
ALS_LandscapeType | Decked / Patterned Floor
ALS_LandscapeType | Water Feature
ALS_LandscapeType | Landscaped Footpath
ALS_LandscapeType | Playground
ALS_LandscapeType | BBQ Pit
ALS_GreeneryFeatures | Green Buffer
ALS_GreeneryFeatures | Peripheral Planting Strip
ALS_GreeneryFeatures | Landscape Deck - Vertical Greenery
ALS_GreeneryFeatures | Landscape Deck - Surface Greenery
ALS_GreeneryFeatures | Communal Ground Garden
ALS_GreeneryFeatures | Sky Terrace
ALS_GreeneryFeatures | Roof Top Landscaping
ALS_GreeneryFeatures | Ground Landscaping
ALS_GreeneryFeatures | Urban Farm / Greenhouse
ALS_GreeneryFeatures | Vertical Greenery
ALS_GreeneryFeatures | Extensive Green Roof
ALS_GreeneryFeatures | Green Verge
AGF_SupportingFacility | Electrical Substation
AGF_SupportingFacility | Vehicular Parking Area
AST_AreaType | Strata (Private)
AST_AreaType | Strata (Communal)
AST_AreaType | Common Area